## Overview and Purpose
VarStec Power Solutions, Inc.
PO Box 942
[7 empty] | Saratoga Springs, NY 12866 | Harmonic Filter Design Workbook, Overview and Purpose
518.369.7589
Harmonic Filter Design Workbook Overview and Purpose
| Info@VarStec.com | [7 empty] | Info@VarStec.com | 2 ¦ P a g e
Sheet Rev Date: 6-1-2026
Harmonic Filter Design Workbook, Overview and Purpose | [7 empty] | Harmonic Filter Design Workbook, Overview and Purpose
Single Stage Design
1 to 5 Branch/Stage HP, Notch, or Parallel Capacitor Bank Design. Model includes Soure Impact
|  | Notch Filter | High-Pass Filter | C-High-Pass Filter
Disclaimer and Use Limitation
This spreadsheets provided in this workbook are for preliminary engineering evaluation only. The calculations are based on simplified, steady-state models and user-supplied input data and are intended to support initial screening, comparative analysis, and conceptual design. It is intended for use only by qualified technical professionals and should not be used as a substitute for detailed engineering studies, manufacturer-validated analyses, or final design verification. VarStec Power Solutions, LLC makes no representations or warranties, express or implied, and assumes no responsibility or liability for decisions or actions taken based on use of this tool.
2 to 4 Branch H-Filter Design
| Info@VarStec.com | [5 empty] | 3 ¦ P a g e |  | Info@VarStec.com | 4 ¦ P a g e
Overview
VarStec’s Harmonic Filter Design Workbook is an engineering tool developed to support the design, evaluation, and comparison of medium-voltage harmonic filter systems used in industrial, utility, and renewable power networks. The workbook provides a consistent, transparent methodology for designing single-tuned (notch), high-pass (HP), C-high-pass (C-HP), H-Type, single-tuned, multi-tuned, single-stage, and multi-stage filter systems based on fundamental system requirements and known harmonic current spectra. It also allows for the evaluation of parallel capacitor bank operation.
Harmonic filters are applied to mitigate voltage distortion, limit harmonic current propagation, suppress resonance, and provide reactive power support in systems containing non-linear loads such as large variable-speed drives, rectifiers, soft starters, and other power electronic equipment. Proper filter design requires careful coordination of tuning, reactive power rating, component voltage and current duty ratings, and proper rating of filter components. Inadequate or poorly coordinated filter designs can result in excessive capacitor stress, resonance amplification, overheating, and premature failure of the filter.
This workbook models harmonic filters using established electrical relationships and industry-accepted practices. All calculations are performed using explicit reactance-based formulations, allowing the engineer to clearly trace how tuning, capacitance, inductance, damping, and harmonic current injection influence filter component ratings. The workbook does not rely on proprietary algorithms, black-box solvers, or embedded harmonic simulation engines. Instead, it assumes that harmonic current spectra have been developed separately through system studies or measurements and are provided as inputs to the design.
By maintaining a fully transparent calculation framework, the workbook enables qualified engineers to independently verify results, perform sensitivity checks, and adapt designs to project-specific requirements. The tool is intended to assist with filter design and specification and to support engineers performing harmonic studies.
Workbook Purpose
This workbook is intended to support the preliminary sizing, tuning, and verification of medium-voltage harmonic filters engineered by VarStec Power Solutions. It provides a structured framework for evaluating filter performance, component duty, and losses across multiple commonly applied filter topologies. Each worksheet represents a specific filter configuration and is used to determine appropriate capacitor, reactor, and damping resistor ratings that satisfy defined harmonic mitigation and system performance objectives.
The workbook supports both forward design and reverse engineering use cases. Forward-design worksheets are used to develop complete filter designs from system requirements (system voltage and frequency, reactive power requirements, current injection data, tuning point, and damping factor), while reverse-calculator tools are provided to back-calculate key filter ratings to allow for the use of the forward design worksheets. 2 to 4-Branch H-Filter Design
This worksheet supports the design, tuning, and component selection of 2 to 4 branch H-Type Harmonic Filters. H-Type filters combine the characteristics of a multi-tuned, multi-branch notch filter with the damping behavior of a high-pass filter. The damping resistors are inserted between the tuned branches and are especially useful when non-integer harmonics, interharmonics, or broad-spectrum harmonic currents may be present.
1 to 5-Branch Notch, HP, and Parallel Capacitor Filter Design With Source Modeling This worksheet supports the design, tuning, and component selection of up to five parallel harmonic filter branches. Each branch may be modeled as a high-pass (HP) filter, which can easily be translated to a C-type high-pass (C-HP) filter, notch filter, or parallel capacitor banks (or stray capacitance). This allows the designer to evaluate multi-tuned filter arrangements, heavily damped filter branches, and potential cost-saving configurations where capacitor banks and filter branches operate together. The spreadsheet also considers the impact of source impedance on filter performance and introduces two VarStec design metrics, BCMF(h) and CBCMI(%), to evaluate internal branch current magnification and support optimization of multi-branch harmonic filter designs.
Single-Stage Notch Filter Design
This worksheet supports the forward design of a classical single-tuned (notch) harmonic filter. The fundamental reactive power rating and tuning point are defined, and the corresponding capacitor and reactor reactances are calculated. Injected harmonic currents are applied to evaluate capacitor voltage stress, current duty, reactive power duty, reactor current loading, and overall filter impedance characteristics. The notch filter design is typically the most economical solution and is widely applied where harmonic mitigation, power factor correction, and resonance control can be achieved without the use of damping resistors.
Single-Stage High-Pass (HP) Filter Design
This worksheet extends the notch filter methodology by incorporating a damping resistor to provide broadband harmonic attenuation above the tuning frequency. In addition to capacitor and reactor sizing, the tool evaluates damping factor, resistor current, and resistor power dissipation under both fundamental and harmonic conditions.
High-pass filters are typically applied where interharmonics, system capacitance, or multiple resonance points require damping. The worksheet explicitly accounts for the increased losses associated with resistive damping and is used to determine whether a high-pass or alternative topology is more appropriate.
Single C-High-Pass (C-HP) Filter Design
This worksheet supports the design of a classical C-high-pass harmonic filter, which incorporates an auxiliary capacitor tuned with the reactor to eliminate fundamental-frequency losses in the damping resistor. This topology allows for very low damping factors while maintaining negligible fundamental losses (50 or 60 Hertz), making it suitable for systems with high harmonic energy or aggressive damping requirements.
The worksheet independently evaluates the main and auxiliary capacitor groups, reactor loading, damping resistor performance, harmonic current distribution, and total losses, providing a complete assessment of C-HP filter design.
Reverse Calculator Tools
The workbook includes reverse-calculation worksheets for Notch, High-Pass, and C-High-Pass filter topologies. These tools are used when filter inductance, capacitance, and damping resistance are already defined, such as when evaluating existing installations, customer or EPC supplied component ratings, or legacy designs with incomplete documentation.
The reverse calculators back-calculate tuning frequency, reactive power rating, and damping factor. Three key inputs for the forward design worksheets (notch, High-Pass, and C-High-Pass worksheets). With the key inputs, the forward design worksheets may be employed.
Intended Use This workbook is intended for use by qualified electrical engineers familiar with medium-voltage power systems and harmonic analysis. It is designed to support early-stage engineering, option screening, and design validation and should be used in conjunction with system harmonic studies, protection coordination, and applicable IEEE and IEC standards.
For additional information, engineering support, or custom harmonic filter designs, contact VarStec Power Solutions at info@varstec.com.

## 5-Branch HP Filter Design
SD - Standard Duty Capacitors
[68 empty] | HD- Heavy Duty Capacitors | [46 empty] | Current Magnitude Check | Current Magnitude for each branch based on current injection on page 1
[37 empty] | VarStec Power Solutions, Inc. | [30 empty] | EXD - Extreme Duty Capacitors | [12 empty] | Complex Impedances of Branches 1 through 5 and Total Impedance | [7 empty] | Magnitude Values for Driving Point Impedance Plots |  |  |  | Source Attentuation Plot |  |  | Filter Attentuation Plot |  |  |  | Branch Impedances |  |  |  |  | Whole Filter Current Injection (amps) |  |  | Voltage at terminals of the filter | Branch Currents, Current Divider Principle |  |  |  |  | Whole Filter Current Check | [7 empty] | Per Unit Current based on 1 amp | Per Unit Current based on 1 amp | X1 | R1 | Per Unit Current based on 1 amp | Per Unit Current based on 1 amp | X2 | R2 | Per Unit Current based on 1 amp | Per Unit Current based on 1 amp | X3 | R3 | Per Unit Current based on 1 amp | Per Unit Current based on 1 amp | X4 | R4 | Per Unit Current based on 1 amp | Per Unit Current based on 1 amp | X5 | R5
[37 empty] | PO Box 942 | [42 empty] | HARM # | Branch 1 | Branch 2 | Branch 3 | Branch 4 | Branch 5 | Filter Impedance (all 5 branches together) | Source Impedance | Source Impedance + Filter Impedance | Harm # | Z Filter Magnitude | Source Impedance | Total Impeance | Source Current for 1 Amp Injection | Harm # | Source Current | Filter Current for 1 Amp Injection | Harm # | Source Current | Harm #: | Branch 1 | Branch 2 | Branch 3 | Branch 4 | Branch 5 |  |  | Vs | VS (mag) Volts Line to Neutral | Branch 1 | Branch 2 | Branch 3 | Branch 4 | Branch 5 |  |  | branch 1 | branch 2 | branch 3 | branch 4 | branch 5 | Harm #: | Reactor X1 Current | Resistor R1 Current | Current | Current | Reactor X2 Current | Resistor R2 Current | Current | Current | Reactor X3 Current | Resistor R3 Current | Current | Current | Reactor X4 Current | Resistor R4 Current | Current | Current | Reactor X5 Current | Resistor R5 Current | Current | Current
[37 empty] | Saratoga Springs, NY 12866 | Harmonic Filter Design - 5-Branch Harmonic Filter System | [41 empty] | 1 | 0.0755111598403155-51.8360604392335i | 0.0300636230983922-51.8343628869257i | 0.00922516028629829-51.8337872320918i | 0.0060505775203539-51.8337211702033i | 936.795023234793-15550100.857501i | 0.00755288987299731-12.9586136386201i | 0.0143880322809015+0.359700807022538i | 0.0152274462631019+0.369952424706483i | 1 | 12.9586 | 0.35999 | 0.37027 | 1.02854807111911-0.00119172213409671i | 1 | 1.0285 | -0.0285480711191139+0.00119172213409671i | 1 | 0.028573 | 1 | 0.0755111598403155-51.8360604392335i | 0.0300636230983922-51.8343628869257i | 0.00922516028629829-51.8337872320918i | 0.0060505775203539-51.8337211702033i | 936.795023234793-15550100.857501i | 555.5901 |  | 4.19631111649119-7199.67792201851i | 7199.6791 | 0.202329583130776+138.892959954408i | 0.0805598752049726+138.897756662048i | 0.0247207228708572+138.89934155558i | 0.0162138141140089+138.899521089333i | 2.78927474976153E-08+0.0004629988695745i | 0.323824023213362+555.590042260239i | 555.5901 | 138.8931 | 138.8978 | 138.8993 | 138.8995 | 0.000463 | 1 | 0.999125920893625-0.0249719050460791i | 0.000874079106375382+0.0249719050460791i | 138.815 | 3.4705 | 0.999502855228517-0.0178450786507502i | 0.000497144771482774+0.0178450786507502i | 138.8509 | 2.4796 | 0.999757304992575-0.011359587603597i | 0.000242695007426395+0.011359587603597i | 138.8746 | 1.5782 | 0.999811434985123-0.00961264719724183i | 0.000188565014875895+0.00961264719724184i | 138.8797 | 1.3354 | 0.999872425096853-0.00735146257699325i | 0.000127574903146778+0.00735146257699326i | 0.00046295 | 3.4042e-06
[37 empty] | 518.369.7589 | [42 empty] | 1.2 | 0.0992142903516427-42.4064151562293i | 0.0385371596681122-42.7998000863797i | 0.0113834789565961-43.0365280049324i | 0.00735524094609949-43.0816859394096i | 1111.41788796526-12938625.3347242i | 0.00989607174742569-10.7073564378874i | 0.0143880322809015+0.431640968427045i | 0.0156395922422927+0.449749344208024i | 1.2 | 10.7074 | 0.43188 | 0.45002 | 1.0420023848141-0.00149945982924089i | 1.2 | 1.042 | -0.0420023848141087+0.0014994598292409i | 1.2 | 0.042029 | 2 | 0.236865607155683-22.6901345010728i | 0.087790650408609-24.3005360436402i | 0.0239361082874467-25.2695383492554i | 0.0149439057237-25.4543630518866i | 2127.24073405743-7694094.16818598i | 0.17111 |  | 0.00425360667811005-1.04285726214481i | 1.0429 | 0.000479743415379768+0.0459561974897283i | 0.000155038434039944+0.0429147869050045i | 0.0000390919214951866+0.0412696499157622i | 0.0000240529297872657+0.0409700126985953i | 3.74740036777398E-11+1.35541083122045E-07i | 0.000697926738176168+0.171110782550173i | 0.17111 | 0.045959 | 0.042915 | 0.04127 | 0.04097 | 1.3554e-07 | 2 | 0.99725816318182-0.0498504455477041i | 0.00274183681818066+0.0498504455477041i | 0.04589 | 0.0022945 | 0.998548256718997-0.0356560705845026i | 0.00145174328100349+0.0356560705845026i | 0.04288 | 0.0015315 | 0.999370290184855-0.0227103804155177i | 0.000629709815146409+0.0227103804155177i | 0.041254 | 0.00093761 | 0.99953427622477-0.0192199649307715i | 0.000465723775228756+0.0192199649307715i | 0.040959 | 0.00078767 | 0.999710307459063-0.0147005412463651i | 0.000289692540936183+0.0147005412463651i | 1.3552e-07 | 1.9929e-09
| Harmonic Filter Design / 5-Stage HP Filters | [36 empty] | 📐 DESIGN VERIFICATION | [41 empty] | 1.4 | 0.127210302225933-35.5482698231321i | 0.0485482766932972-36.2850267421965i | 0.0139339031476714-36.7281219806159i | 0.00889697910209146-36.8126192440619i | 1317.77965580033-11070202.2411612i | 0.0127441551789188-9.08414349742142i | 0.0143880322809015+0.503581129831553i | 0.0161702176804751+0.533105836186239i | 1.4 | 9.0842 | 0.50379 | 0.53335 | 1.05868270376235-0.00186237471571683i | 1.4 | 1.0587 | -0.0586827037623501+0.00186237471571683i | 1.4 | 0.058712 | 3 | 0.504453251366083-11.5580291190959i | 0.183757714049653-14.4086522842485i | 0.0484290613336817-16.1278173003039i | 0.0297551674395265-16.4560689242367i | 4110.45929775874-5039483.59317432i | 0.57425 |  | 0.0366324869200847-2.06116250154577i | 2.0615 | 0.00776976108318839+0.178020707775633i | 0.0018243536896528+0.1430496569553i | 0.000383823673576625+0.127820732273208i | 0.000226511155474062+0.125271793350358i | 3.33655896443255E-10+4.09067039493245E-07i | 0.0102044499355478+0.574163299421538i | 0.57425 | 0.17819 | 0.14306 | 0.12782 | 0.12527 | 4.0907e-07 | 3 | 0.994160703555678-0.0745434169124478i | 0.0058392964443225+0.0745434169124477i | 0.17765 | 0.013324 | 0.996961304814778-0.0533991057747604i | 0.00303869518522195+0.0533991057747604i | 0.14283 | 0.0076517 | 0.998725930928541-0.0340436063263904i | 0.00127406907145973+0.0340436063263904i | 0.12773 | 0.0043545 | 0.999072686273004-0.0288166335815692i | 0.000927313726994591+0.0288166335815692i | 0.12521 | 0.0036118 | 0.999440228188884-0.0220448546766168i | 0.000559771811115731+0.0220448546766168i | 4.0894e-07 | 9.0207e-09
[80 empty] | 1.6 | 0.159490828074118-30.2975211957493i | 0.0600954449437561-31.3451753408543i | 0.0168762749173635-31.9752578958823i | 0.0106757236140258-32.0954123281252i | 1555.87497362322-9666187.37090538i | 0.0161438618063212-7.85300948897723i | 0.0143880322809015+0.575521291236061i | 0.0168544973036532+0.620996107045035i | 1.6 | 7.853 | 0.5757 | 0.62122 | 1.07907272173195-0.00230880102989725i | 1.6 | 1.0791 | -0.0790727217319513+0.00230880102989725i | 1.6 | 0.079106 | 4 | 0.876295478158783-4.9491699658279i | 0.317600285272109-8.93235860964395i | 0.0826661816420569-11.3425607356428i | 0.0504679665759328-11.8034671336331i | 6885.16574194656-3685265.73901224i | 3.9978 |  | 0.681932171384046-8.26194498349166i | 8.29 | 0.287565268082377+1.62412042910333i | 0.0329576709506554+0.926918990698249i | 0.00532646673922356+0.73084024562334i | 0.0030029307230885+0.702326574644583i | 4.20273396786473E-09+0.000002249501621667i | 0.328852340698078+3.98420848957112i | 3.9978 | 1.6494 | 0.9275 | 0.73086 | 0.70233 | 2.2495e-06 | 4 | 0.989856445456677-0.0989609043195878i | 0.010143554543323+0.0989609043195878i | 1.6408 | 0.16408 | 0.994748027517252-0.0710407446896805i | 0.00525197248274811+0.0710407446896805i | 0.92498 | 0.06607 | 0.997825222657939-0.0453505384687168i | 0.0021747773420619+0.0453505384687168i | 0.73002 | 0.033183 | 0.998427176110687-0.0383973531818359i | 0.00157282388931203+0.0383973531818359i | 0.70175 | 0.02699 | 0.999062362276813-0.0293820266826501i | 0.000937637723186532+0.0293820266826501i | 2.2484e-06 | 6.6129e-08
| 📜 PROJECT DETAILS | [34 empty] | July 18, 2026 |  | Capacitor Design Ratings Versus Duty Rating | [41 empty] | 1.8 | 0.196046230075199-26.1185845995199i | 0.0731769014966363-27.455326757689i | 0.0202104120905727-28.2594306782209i | 0.0126913956088891-28.4127831560081i | 1825.69766569549-8571778.44949993i | 0.0201557870925079-6.88276326775854i | 0.0143880322809015+0.647461452640568i | 0.017748258130401+0.714640757599328i | 1.8 | 6.8828 | 0.64762 | 0.71486 | 1.10382205909348-0.00288269008785136i | 1.8 | 1.1038 | -0.10382205909348+0.00288269008785135i | 1.8 | 0.10386 | 5 | 1.34967338033542-0.1713659994448i | 0.488812867435751-5.22796354231806i | 0.126594700856698-8.30081879329822i | 0.0770594121205526-8.88961845668734i | 10449.5640189602-2851253.82927846i | 154.2431 |  | 139.75693082768-96.027673387224i | 169.568 | 123.643087952657+15.6987769412646i | 3.0063621584214+32.153719360298i | 0.311470278832614+20.4231166596323i | 0.165337272043168+19.073403555609i | 2.17953840767994E-07+0.0000594705886262925i | 127.126257879908+87.3490759873925i | 154.2431 | 124.6357 | 32.294 | 20.4255 | 19.0741 | 5.9471e-05 | 5 | 0.984376861583414-0.123016353609524i | 0.0156231384165864+0.123016353609524i | 123.6428 | 15.4554 | 0.9919167839324-0.0885481863892521i | 0.00808321606759973+0.0885481863892521i | 32.1603 | 2.8715 | 0.996669553600041-0.056622517532101i | 0.00333044639996028+0.0566225175321009i | 20.3903 | 1.1585 | 0.997598459131551-0.0479568531454452i | 0.00240154086844752+0.0479568531454452i | 19.0503 | 0.91588 | 0.998576954312756-0.0367096887843819i | 0.00142304568724292+0.0367096887843819i | 5.9426e-05 | 2.1848e-06
[80 empty] | 2 | 0.236865607155683-22.6901345010728i | 0.087790650408609-24.3005360436402i | 0.0239361082874467-25.2695383492554i | 0.0149439057237-25.4543630518866i | 2127.24073405743-7694094.16818598i | 0.0248585812790602-6.09458136947523i | 0.0143880322809015+0.719401614045076i | 0.0189418361506304+0.815612897940206i | 2 | 6.0946 | 0.71955 | 0.81583 | 1.13381100702496-0.00365376825655716i | 2 | 1.1338 | -0.133811007024958+0.00365376825655715i | 2 | 0.13386 | 7 | 2.58676457229578+6.94845551330131i | 0.940650895925285-0.11890996227022i | 0.243241481794331-4.46257296802426i | 0.147754599997855-5.29929797033118i | 19937.7147376503-1852255.1095919i | 111.0536 |  | 87.5787843954036-32.9431132117413i | 93.5697 | 4.40298947332941-11.8271205693106i | 97.908781653666+12.3768866672991i | 1.13949892523873+20.9055505802365i | 0.491928702372394+17.6432867340003i | 5.43699308638471E-07+0.0000505107950313605i | 103.943199298306+39.0986539230203i | 111.0536 | 12.6201 | 98.688 | 20.9366 | 17.6501 | 5.0514e-05 | 7 | 0.970056917804769-0.169717531233027i | 0.029943082195231+0.169717531233027i | 12.4282 | 2.1749 | 0.984444999421083-0.123033654632165i | 0.0155550005789173+0.123033654632165i | 97.9087 | 12.2386 | 0.993600816528017-0.0790274481956156i | 0.00639918347198397+0.0790274481956155i | 20.8683 | 1.66 | 0.995395258014155-0.0669913162782335i | 0.004604741985844+0.0669913162782336i | 17.6086 | 1.1852 | 0.997284836102308-0.051327063103567i | 0.00271516389769112+0.0513270631035671i | 5.0443e-05 | 2.5963e-06
[5 empty] | Project Name: | Enter Project Name - | [19 empty] | VarStec SO #: |  | Enter SO Number | [9 empty] | Branch 1 | [41 empty] | 2.2 | 0.281936803095953-19.8077138420797i | 0.10393446347623-21.6803895988014i | 0.0280531329553008-22.8076078897694i | 0.0174331541154095-23.0226451720688i | 2460.49635898174-6974028.29037546i | 0.030354918376221-5.43818076688923i | 0.0143880322809015+0.791341775449584i | 0.0205850904832561+0.926000522305704i | 2.2 | 5.4383 | 0.79147 | 0.92623 | 1.17025119488045-0.00473560050892491i | 2.2 | 1.1703 | -0.170251194880453+0.00473560050892492i | 2.2 | 0.17032 | 11 | 6.09111385813607+17.1680185017799i | 2.25622497052535+6.6229940165871i | 0.588911416906604-0.0741454351762503i | 0.357978927225738-1.38451395612238i | 48255.409187788-828572.376816373i | 84.1649 |  | 38.8255085374355-14.2305046895206i | 41.3513 | 0.7590205043027-2.13932596969819i | 1.90580174492499-5.59435061588759i | 69.1207840554628+8.7024813348604i | 7.23847497710659+27.9954177876148i | 2.89669909638197E-06+0.0000497379443177211i | 79.0240841784962+28.9642722748337i | 84.1649 | 2.27 | 5.9101 | 69.6665 | 28.9161 | 4.9822e-05 | 11 | 0.929492337699365-0.255546506240766i | 0.0705076623006356+0.255546506240766i | 2.1882 | 0.60176 | 0.962690110778912-0.189066081388467i | 0.0373098892210879+0.189066081388467i | 5.7982 | 1.1389 | 0.984506950961935-0.123049385985471i | 0.0154930490380659+0.123049385985471i | 69.1208 | 8.6401 | 0.988843659715042-0.104579177548942i | 0.0111563402849568+0.104579177548942i | 28.7529 | 3.0412 | 0.993428467273253-0.0803449241967927i | 0.00657153272674597+0.0803449241967927i | 4.9656e-05 | 4.0163e-06
[5 empty] | Customer PO #: | Enter Customer PO # | [19 empty] | Revision #: |  | Rev 1 - | [16 empty] | At Nominal Voltage |  |  |  | At Nominal 110% Voltage | [5 empty] | ICAPACITOR FUNDAMENTAL UNIT CURRENT: | [6 empty] | 46.2991 |  |  | amps | [8 empty] | Calculation of Qcapacitor(1-phase) with 10% over on fundamental | [5 empty] | 2.4 | 0.331246415552361-17.3350386909143i | 0.121605881083935-19.4612837571481i | 0.0325612314042624-20.7416581720832i | 0.02015903047196-20.9859587411277i | 2825.4558994803-6372176.7048845i | 0.0367801502400718-4.87989747158337i | 0.0143880322809015+0.863281936854091i | 0.0229344208402545+1.04866472428239i | 2.4 | 4.88 | 0.8634 | 1.0489 | 1.21484719979131-0.00631909447007957i | 2.4 | 1.2149 | -0.214847199791314+0.00631909447007957i | 2.4 | 0.21494 | 13 | 8.26894015697971+21.2294641335626i | 3.10144068670015+9.24565126503147i | 0.815864113214079+1.47373130885247i | 0.49659777664774-0.0624543837664402i | 67012.5174554254-504857.06534605i | 60.1371 |  | 25.158994823922+4.42949640418447i | 25.5459 | 0.406958096046788-1.04481374152838i | 0.83310628824296-2.48355876700469i | 7.34515889478148-13.2678842670156i | 50.6409562423358+6.36883583492528i | 6.60018306571076E-06+0.0000497242780875658i | 59.2261861215901-10.4273712163453i | 60.1371 | 1.1213 | 2.6196 | 15.1654 | 51.0399 | 5.016e-05 | 13 | 0.904282918731895-0.293818493964375i | 0.0957170812681049+0.293818493964375i | 1.0661 | 0.34649 | 0.948713266647513-0.220197687313295i | 0.0512867333524874+0.220197687313295i | 2.5513 | 0.59226 | 0.978536291959122-0.144540072667522i | 0.0214637080408793+0.144540072667522i | 15.0009 | 2.216 | 0.984523631533367-0.123053621862645i | 0.0154763684666319+0.123053621862646i | 50.6409 | 6.3301 | 0.990874081082884-0.0947089409166788i | 0.00912591891711508+0.0947089409166788i | 4.9929e-05 | 4.7726e-06
[5 empty] | Tag #: | Enter Tag Number | [19 empty] | Other: | [11 empty] | Design Parameter | [14 empty] | Rated Duty |  |  | I MINIMUM CAPACITOR FUSE RATING: | [5 empty] | 83.3385 |  |  | amps |  |  | Calculation of Qcapacitor(1-phase) | [11 empty] | 2.6 | 0.384779805982578-15.1777776565698i | 0.140802213139073-17.5507286379797i | 0.0374601248466292-18.9803184619758i | 0.0231214140245001-19.253147486695i | 3222.10989386417-5861259.68536409i | 0.0443150967221173-4.39625715105865i | 0.0143880322809015+0.935222098258599i | 0.0264455235913536+1.18766841324856i | 2.6 | 4.3965 | 0.93533 | 1.188 | 1.27006636708368-0.00873778294811704i | 2.6 | 1.2701 | -0.270066367083684+0.00873778294811704i | 2.6 | 0.27021 | 17 | 13.2294933116912+27.9091038503718i | 5.11086697162892+13.6906725096628i | 1.37138238435047+4.00292176810563i | 0.837903206055128+2.04042768962934i | 113485.972452874-14252.190311509i | 39.6228 |  | 18.1908918970466+46.731329147686i | 50.147 | 0.695454248985449-1.46713894484263i | 1.20013243915039-3.21484012083259i | 3.841068486089-11.2116772325558i | 8.63611077539113-21.0303044903912i | 0.00043501778207438+0.0000546319169233818i | 14.373200967398-36.9239061567053i | 39.6228 | 1.6236 | 3.4315 | 11.8514 | 22.7345 | 0.00043843 | 17 | 0.846862056997457-0.359826417619515i | 0.153137943002543+0.359826417619515i | 1.494 | 0.63493 | 0.915484544747862-0.277865332274838i | 0.084515455252138+0.277865332274838i | 3.283 | 0.99664 | 0.96392174795611-0.186190997787228i | 0.0360782520438913+0.186190997787227i | 11.635 | 2.2477 | 0.973886917408652-0.159177748254467i | 0.0261130825913463+0.159177748254467i | 22.4346 | 3.6672 | 0.984545218980561-0.123059103909047i | 0.0154547810194383+0.123059103909047i | 0.00043502 | 5.4377e-05
[44 empty] | % RATED VOLTS: | 76.5% |  |  |  | 83.92% |  |  |  | 110% | [7 empty] | VCAP FUNDAMENTAL VOLTAGE: | 7.4995 |  |  | kV |  |  | Branch 1 | Branch 2 | Branch 3 | Branch 4 | Branch 5 |  | Branch 1 | Branch 2 | Branch 3 | Branch 4 | Branch 5 |  | 2.8 | 0.442521110460527-13.2685686838996i | 0.161520540093303-15.8826646307288i | 0.0427495104399308-17.4583247053823i | 0.0263201735607512-17.7591001735863i | 3650.44806035655-5421791.75282929i | 0.0532053816903018-3.97028756501303i | 0.0143880322809015+1.00716225966311i | 0.0319673765408959+1.34902446579187i | 2.8 | 3.9706 | 1.0073 | 1.3494 | 1.33961115156318-0.0126027439238985i | 2.8 | 1.3397 | -0.339611151563181+0.0126027439238985i | 2.8 | 0.33984 | 19 | 15.9145336894332+30.6254332089356i | 6.25034836852053+15.6086203002194i | 1.696799231005+5.08892667009795i | 1.03916932408556+2.92741892947602i | 141086.173687219+184821.901820395i | 28.1045 |  | 15.9688597214298+44.332353151463i | 47.1207 | 0.629542335332991-1.21147167232046i | 1.04182946416025-2.60169826782112i | 2.77848058489223-8.33303297905947i | 5.07442046576904-14.2950279452146i | 0.000122965876738484-0.000161084439416459i | 9.52439581603125-26.4413919488551i | 28.1045 | 1.3653 | 2.8025 | 8.784 | 15.169 | 0.00020265 | 19 | 0.815781383638425-0.387399307401401i | 0.184218616361575+0.387399307401401i | 1.233 | 0.58566 | 0.896641599011995-0.304163370491482i | 0.103358400988005+0.304163370491482i | 2.6535 | 0.9003 | 0.95536069952286-0.20624762289438i | 0.0446393004771414+0.206247622894379i | 8.5853 | 1.8536 | 0.967614499872846-0.176758729906586i | 0.0323855001271526+0.176758729906587i | 14.9206 | 2.7259 | 0.980786560029594-0.13701157738815i | 0.0192134399704056+0.137011577388151i | 0.00020069 | 2.8038e-05
| 🧮 SPECIFICATION DETAILS | [42 empty] | % CREST VOLTAGE: | 90.36% |  |  |  | 97.89% |  |  |  | 120% | [7 empty] | VCAP RMS VOLTAGE: | 7.6198 |  |  | kV |  |  | 1041.602 | 1020.8386 | 1008.3613 | 1005.9829 | 0.003345 |  | 1260.3384 | 1235.2148 | 1220.1172 | 1217.2393 | 0.0040475 |  | 3 | 0.504453251366083-11.5580291190959i | 0.183757714049653-14.4086522842485i | 0.0484290613336817-16.1278173003039i | 0.0297551674395265-16.4560689242367i | 4110.45929775874-5039483.59317432i | 0.0637914383868524-3.58928731782493i | 0.0143880322809015+1.07910242106761i | 0.0411779721917478+1.54208050601303i | 3 | 3.5899 | 1.0792 | 1.5426 | 1.42929467956323-0.0191022036470621i | 3 | 1.4294 | -0.429294679563231+0.0191022036470621i | 3 | 0.42972 | 23 | 21.4736355382445+34.9696911278572i | 8.73508246313515+18.944945319284i | 2.43408240080443+7.02512602199602i | 1.49885740015901+4.49709201967147i | 204674.348717914+528706.253065757i | 17.8495 |  | 14.7355310446278+40.1869330005829i | 42.8033 | 0.545810698776904-0.888849562362862i | 0.859098844858673-1.86324292969137i | 1.88480843213377-5.43983916020449i | 2.85513680118188-8.56640059441493i | 0.0000272562164901111-0.0000704071232350498i | 6.14488203316772-16.7584026537969i | 17.8495 | 1.0431 | 2.0518 | 5.7571 | 9.0297 | 7.5499e-05 | 23 | 0.751432024066484-0.431965422482608i | 0.248567975933516+0.431965422482608i | 0.90406 | 0.51983 | 0.855552986384706-0.351325097069243i | 0.144447013615294+0.351325097069243i | 1.8976 | 0.77938 | 0.93596429460233-0.244599236176044i | 0.0640357053976708+0.244599236176044i | 5.5694 | 1.4556 | 0.953288414699742-0.210803129873032i | 0.046711585300257+0.210803129873032i | 8.8158 | 1.9497 | 0.972126975948106-0.164391739186872i | 0.0278730240518937+0.164391739186872i | 7.4436e-05 | 1.2589e-05
| Key Filter Ratings | [42 empty] | % 60HZ AMPS: | 101.4% |  |  |  | 107.1% |  |  |  | 135% | [7 empty] | VCAP, PEAK CAP VOLTAGE: | 12.7256 |  |  | kV |  |  | 5.7022e-05 | 4.8725e-05 | 4.4509e-05 | 4.3761e-05 | 1.4333e-10 |  | 5.7022e-05 | 4.8725e-05 | 4.4509e-05 | 4.3761e-05 | 1.4333e-10 |  | 3.2 | 0.570557949933503-10.0091369898765i | 0.207510359954434-13.0923659861309i | 0.0544984267198071-14.9529022041496i | 0.033426243606396-15.3082431689356i | 4602.13168616913-4703618.25561726i | 0.0765564802731838-3.24340507290845i | 0.0143880322809015+1.15104258247212i | 0.0576545176723355+1.78227028216764i | 3.2 | 3.2443 | 1.1511 | 1.7832 | 1.54878059419397-0.0307291954491142i | 3.2 | 1.5491 | -0.548780594193969+0.0307291954491142i | 3.2 | 0.54964 | 25 | 24.2734881942228+36.6530000282565i | 10.0552952380735+20.3871543947132i | 2.84209981324818+7.89950043900335i | 1.75547611163138+5.20496114530739i | 240508.834491234+681363.689221668i | 8.8133 |  | 8.54084376449157+22.4444661852251i | 24.0146 | 0.301616563698857-0.455441419433406i | 0.467297572439625-0.94744784037058i | 0.968390815458912-2.69160274955357i | 1.3971623491033-4.14256604950949i | 0.000011062455381349-0.0000313400354977846i | 3.13447836315608-8.23708939890254i | 8.8133 | 0.54626 | 1.0564 | 2.8605 | 4.3718 | 3.3235e-05 | 25 | 0.7190223416739-0.449276644385091i | 0.280977658326101+0.449276644385091i | 0.46314 | 0.28946 | 0.833721390234192-0.372130597319315i | 0.166278609765808+0.372130597319315i | 0.96451 | 0.43059 | 0.925230195045251-0.262819621362701i | 0.0747698049547496+0.2628196213627i | 2.7513 | 0.78163 | 0.945290944874185-0.227211552945434i | 0.0547090551258134+0.227211552945434i | 4.2504 | 1.0217 | 0.967246953169953-0.177789675974184i | 0.0327530468300464+0.177789675974184i | 3.2685e-05 | 6.0083e-06
[15 empty] | kVLLsys (System Line-to-Line Voltage Rating): | 12.47 |  |  | kV | f (System Frequency): | [12 empty] | 60 |  |  | (HZ) | [7 empty] | % 60HZ KVAR: | 65.89% |  |  |  | 77.8% |  |  |  | 135% | [7 empty] | ICAP RMS CURRENT: | 187.0831 |  |  | amps |  |  | 0.00057146 | 0.00036099 | 0.00028464 | 0.00027276 | 8.7037e-10 |  | 0.00057146 | 0.00036099 | 0.00028464 | 0.00027276 | 8.7037e-10 |  | 3.4 | 0.640815739641536-8.59359535334895i | 0.232774876873187-11.906031047941i | 0.0609572318867354-13.9061316501581i | 0.0373332396104956-14.288238672414i | 5125.45248775482-4406000.45757399i | 0.0922058411914154-2.92468265487301i | 0.0143880322809015+1.22298274387663i | 0.0898215899708319+2.09707282969687i | 3.4 | 2.9261 | 1.2231 | 2.099 | 1.71534652179048-0.0532641438879939i | 3.4 | 1.7162 | -0.715346521790475+0.0532641438879938i | 3.4 | 0.71733 | 29 | 29.7682191306529+39.1782477749302i | 12.7928022903558+22.8622975815918i | 3.72678203004128+9.49477216810491i | 2.31741705043928+6.50246571303774i | 319835.694643148+959425.464820812i | 6.9447 |  | 8.8879357449629+21.3526971032791i | 23.1286 | 0.284376095106906-0.374270192867971i | 0.431097817595037-0.770424365900084i | 0.828485730877267-2.1107441207444i | 1.12478210064564-3.15603833272067i | 7.23251418480574E-06-0.0000216956968837469i | 2.66874897673903-6.41149870793001i | 6.9447 | 0.47005 | 0.88284 | 2.2675 | 3.3505 | 2.2869e-05 | 29 | 0.655418107321725-0.475059362967509i | 0.344581892678275+0.475059362967509i | 0.3805 | 0.27586 | 0.788452817198757-0.408233024437849i | 0.211547182801243+0.408233024437849i | 0.78384 | 0.40592 | 0.901956024135344-0.297201735029258i | 0.0980439758646574+0.297201735029258i | 2.1534 | 0.70963 | 0.927778170080501-0.258682501031963i | 0.0722218299194975+0.258682501031964i | 3.2271 | 0.89986 | 0.956444038711811-0.203932630855396i | 0.0435559612881883+0.203932630855397i | 2.2365e-05 | 4.769e-06
[61 empty] | QCAPACITOR (1-phase): | 1210.6633 |  |  | kvar |  |  | 0.036722 | 0.01138 | 0.0069795 | 0.0064301 | 1.974e-08 |  | 0.036722 | 0.01138 | 0.0069795 | 0.0064301 | 1.974e-08 |  | 3.6 | 0.715205980426982-7.28940851876694i | 0.25954743934977-10.8280484274128i | 0.0678050782771363-12.9661579582551i | 0.0414759826224767-13.3747568848698i | 5680.40814757601-4140256.1212387i | 0.111803366730136-2.62636266143617i | 0.0143880322809015+1.29492290528114i | 0.160412729422152+2.54033505904992i | 3.6 | 2.6287 | 1.295 | 2.5454 | 1.96289957450578-0.102068213050335i | 3.6 | 1.9656 | -0.962899574505783+0.102068213050336i | 3.6 | 0.96829 | 31 | 32.4204714945232+40.0737355661751i | 14.1889479015652+23.9098305016129i | 4.19930520082767+10.2237147463211i | 2.62070121183468+7.10051907434934i | 363145.232446289+1087544.15214222i | 5.185 |  | 7.49274358141521+17.1715799946319i | 18.7351 | 0.228604860984885-0.282569941951587i | 0.343893094517985-0.57949508713702i | 0.644035758909705-1.56798269490521i | 0.857096003938912-2.32221303864561i | 5.17528347833494E-06-0.0000154988934995143i | 2.07363489363497-4.75227626153293i | 5.185 | 0.36346 | 0.67385 | 1.6951 | 2.4753 | 1.634e-05 | 31 | 0.624716971476424-0.48403464423317i | 0.375283028523576+0.48403464423317i | 0.28724 | 0.22261 | 0.765365563590975-0.423608863976436i | 0.234634436409025+0.423608863976436i | 0.58947 | 0.32631 | 0.8895249106496-0.313319761733186i | 0.110475089350401+0.313319761733186i | 1.5986 | 0.56315 | 0.918326381021892-0.273705584190738i | 0.0816736189781067+0.273705584190738i | 2.372 | 0.70703 | 0.950546046137631-0.216652653703893i | 0.049453953862368+0.216652653703893i | 1.593e-05 | 3.6312e-06
| Expected Harmonic Current (amps) Into Line Side of Filter | [66 empty] | 167.7473 | 11.0367 | 4.361 | 3.7941 | 1.1038e-05 |  | 167.7473 | 11.0367 | 4.361 | 3.7941 | 1.1038e-05 |  | 3.8 | 0.793706873702555-6.07922366515931i | 0.287823998847604-9.84136953716112i | 0.0750415435492875-12.1161282476621i | 0.0458542894535962-12.5509834452702i | 6266.9842944632-3901353.10913715i | 0.137016431651424-2.34233591157104i | 0.0143880322809015+1.36686306668564i | 0.344011167476925+3.23078088156435i | 3.8 | 2.3463 | 1.3669 | 3.249 | 2.36603342922782-0.226773705189879i | 3.8 | 2.3769 | -1.36603342922782+0.22677370518988i | 3.8 | 1.3847 | 35 | 37.462510452662+41.2576508933303i | 16.9900805023512+25.6598909291434i | 5.19435743060639+11.5574201108222i | 3.26665153875267+8.20861099450202i | 456571.195497795+1326306.68431554i | 3.4378 |  | 6.15767919455569+12.8541183915632i | 14.2529 | 0.17192940055791-0.189346712241325i | 0.255685648119241-0.386158608370285i | 0.4611164629303-1.02598189541217i | 0.596513853591514-1.49895087335632i | 3.30740159764972E-06-9.60776520712398E-06i | 1.48524867260056-3.10044769714531i | 3.4378 | 0.25576 | 0.46313 | 1.1248 | 1.6133 | 1.0161e-05 | 35 | 0.566352871174433-0.495434903551741i | 0.433647128825567+0.495434903551741i | 0.19245 | 0.16839 | 0.719044851607822-0.44932279604131i | 0.280955148392178+0.44932279604131i | 0.39269 | 0.24543 | 0.863347131532366-0.343337684395329i | 0.136652868467635+0.343337684395329i | 1.0451 | 0.41567 | 0.898195470774955-0.302248259562767i | 0.101804529225044+0.302248259562767i | 1.5289 | 0.51453 | 0.937823083384762-0.241333783681101i | 0.0621769166152379+0.241333783681101i | 9.8398e-06 | 2.5323e-06
| (n) Harmonic: | [6 empty] | 1 |  | 2 |  | 3 | 4 |  | 5 |  | 7 |  | 11 |  | 13 |  | 17 |  | 19 |  | 23 |  | 25 |  | 29 | 31 |  | 35 |  | 37 |  | Branch 2 | [29 empty] | 1.2285 | 73.6202 | 3.2729 | 2.3205 | 5.688e-06 |  | 1.2285 | 73.6202 | 3.2729 | 2.3205 | 5.688e-06 |  | 4 | 0.876295478158783-4.9491699658279i | 0.317600285272109-8.93235860964395i | 0.0826661816420569-11.3425607356428i | 0.0504679665759328-11.8034671336331i | 6885.16574194656-3685265.73901224i | 0.170578694212473-2.06664510940871i | 0.0143880322809015+1.43880322809015i | 0.968794768388285+4.45455334019205i | 4 | 2.0737 | 1.4389 | 4.5587 | 3.10243598376567-0.642309386900075i | 4 | 3.1682 | -2.10243598376567+0.642309386900076i | 4 | 2.1984 | 37 | 39.834882416289+41.5928752305751i | 18.379630418622+26.3763479278473i | 5.71281805470907+12.1659303623259i | 3.60719253099973+8.72219063273475i | 506484.314006463+1438092.35674075i | 0.85821 |  | 1.69094728665608+3.37354561075378i | 3.7736 | 0.0453213581232163-0.0473214800535805i | 0.0671078821696904-0.0963055735340212i | 0.11933790014498-0.25414017545216i | 0.152793418019433-0.369454446342866i | 8.22181605953673E-07-2.33447127714942E-06i | 0.384561380638926-0.767224009853905i | 0.85821 | 0.065524 | 0.11738 | 0.28076 | 0.3998 | 2.475e-06 | 37 | 0.53889148969993-0.49835004046232i | 0.46110851030007+0.498350040462319i | 0.048094 | 0.044487 | 0.696066667197796-0.459819080277066i | 0.303933332802204+0.459819080277066i | 0.097923 | 0.064699 | 0.849707498061305-0.357222786368234i | 0.150292501938696+0.357222786368233i | 0.25879 | 0.10881 | 0.887582580178494-0.315744211773909i | 0.112417419821504+0.31574421177391i | 0.37664 | 0.134 | 0.931025799985977-0.253275160646138i | 0.0689742000140219+0.253275160646138i | 2.3881e-06 | 6.4969e-07
| (In) Filter current: | [6 empty] | 555.5901 |  | 0.17111 |  | 0.57425 | 3.9978 |  | 154.2431 |  | 111.0536 |  | 84.1649 |  | 60.1371 |  | 39.6228 |  | 28.1045 |  | 17.8495 |  | 8.8133 |  | 6.9447 | 5.185 |  | 3.4378 |  | 0.85821 | [8 empty] | At Nominal Voltage |  |  |  | At Nominal 110% Voltage | [8 empty] | ICAPACITOR UNIT CURRENT: |  |  |  | 46.2991 |  |  | amps |  |  | 0.025293 | 0.16802 | 23.0606 | 3.9635 | 3.5212e-06 |  | 0.025293 | 0.16802 | 23.0606 | 3.9635 | 3.5212e-06 |  | 4.2 | 0.962947726328857-3.8880293842921i | 0.348871808573231-8.0899800996381i | 0.0906785228434759-10.6345420936749i | 0.0553168101437371-11.1213191226298i | 7534.936489238-3488735.15159758i | 0.217214770574388-1.79300219421476i | 0.0143880322809015+1.51074338949466i | 4.07125427757107+6.2672185029708i | 4.2 | 1.8061 | 1.5108 | 7.4735 | 4.17372035307853-2.65511845512113i | 4.2 | 4.9467 | -3.17372035307853+2.65511845512113i | 4.2 | 4.1379
[38 empty] | Design Parameter | [14 empty] | Rated Duty |  |  | I MINIMUM CAPACITOR FUSE RATING: | [5 empty] | 83.3385 |  |  | amps |  |  | 0.0052218 | 0.027931 | 0.92465 | 10.4488 | 3.0201e-06 |  | 0.0052218 | 0.027931 | 0.92465 | 10.4488 | 3.0201e-06 |  | 4.4 | 1.05363844189431-2.88663361005753i | 0.381633860426965-7.30520770321641i | 0.0990780738628892-9.98314370641272i | 0.0604006060159087-10.4956306150865i | 8216.27972226541-3309095.03263314i | 0.285604844206377-1.51440424053866i | 0.0143880322809015+1.58268355089917i | 7.91945898722155-0.368350100463689i | 4.4 | 1.5411 | 1.5827 | 7.928 | -0.187232961678908-5.00551919972721i | 4.4 | 5.009 | 1.18723296167891+5.00551919972721i | 4.4 | 5.1444
| Capacitor / Damping Resistor Data | [42 empty] | % RATED VOLTS: | 74.25% |  |  |  | 81.59% |  |  |  | 110% | [7 empty] | VCAP FUNDAMENTAL VOLTAGE: | 7.3495 |  |  | kV |  |  | 0.0083726 | 0.036652 | 0.43182 | 1.5853 | 0.00017644 |  | 0.0083726 | 0.036652 | 0.43182 | 1.5853 | 0.00017644 |  | 4.6 | 1.1483413577087-1.9374183092434i | 0.415881515994699-6.57058754473993i | 0.107864317906656-9.38099021085303i | 0.0657191297795839-9.9190424021132i | 8929.177814759-3144142.79870125i | 0.392814365901857-1.22351332238556i | 0.0143880322809015+1.65462371230367i | 3.12588333706199-1.75648466780925i | 4.6 | 1.285 | 1.6547 | 3.5856 | -1.04505472177494-1.89826822544517i | 4.6 | 2.1669 | 2.04505472177494+1.89826822544517i | 4.6 | 2.7903 | Below this line the filter performanc is calculated based on the source short circuit level and the filter impedance | [5 empty] | Below this line the filter performanc is calculated based on the source short circuit level and the filter impedance | [10 empty] | Current Magnitude for each branch based on current injection on page 14 | [5 empty] | To the right is the per unit current based on 1 amp injection for the reactor and the resistor. That value is then multiplied by the current for the branches to come up with the acutal current of each filter branch. | [19 empty] | Source Current Flow |  | Source
| SD - Standard Duty Capacitors | [42 empty] | % CREST VOLTAGE: | 85.56% |  |  |  | 92.94% |  |  |  | 120% | [7 empty] | VCAP RMS VOLTAGE: | 7.3953 |  |  | kV |  |  | 0.005297 | 0.021873 | 0.21225 | 0.63146 | 3.3728e-05 |  | 0.005297 | 0.021873 | 0.21225 | 0.63146 | 3.3728e-05 |  | 4.8 | 1.24702913451544-1.0340888067671i | 0.451609635759171-5.87991056620744i | 0.117036714757391-8.82193590064397i | 0.0712721467748474-9.38542203167573i | 9673.61232938985-2992042.98660225i | 0.574578666018784-0.917259329253876i | 0.0143880322809015+1.72656387370818i | 1.72660279841975-0.710563571632484i | 4.8 | 1.0824 | 1.7266 | 1.8671 | -0.403186284293066-1.00338243031383i | 4.8 | 1.0814 | 1.40318628429307+1.00338243031383i | 4.8 | 1.725 | [7 empty] | Source Impedance | [36 empty] | Harm #: | amps
[23 empty] | Individual Capacitor Rating (kvar) | [20 empty] | % 60HZ AMPS: | 92.24% |  |  |  | 98.24% |  |  |  | 135% | [7 empty] | VCAP, PEAK CAP VOLTAGE: | 12.0493 |  |  | kV |  |  | 0.002554 | 0.0096848 | 0.075318 | 0.18484 | 3.8671e-06 |  | 0.002554 | 0.0096848 | 0.075318 | 0.18484 | 3.8671e-06 |  | 5 | 1.34967338033542-0.1713659994448i | 0.488812867435751-5.22796354231806i | 0.126594700856698-8.30081879329822i | 0.0770594121205526-8.88961845668734i | 10449.5640189602-2851253.82927846i | 0.906081982001469-0.622573378754056i | 0.0143880322809015+1.79850403511269i | 1.32210833862666+0.0716229398681014i | 5 | 1.0994 | 1.7986 | 1.324 | 0.045701618968574-0.734749968005966i | 5 | 0.73617 | 0.954298381031428+0.734749968005968i | 5 | 1.2044 | 1 | 0.0755111598403155-51.8360604392335i | 0.0300636230983922-51.8343628869257i | 0.00922516028629829-51.8337872320918i | 0.0060505775203539-51.8337211702033i | 936.795023234793-15550100.857501i | 555.5901 | 0.0143880322809015+0.359700807022538i | 8.46021894984539+205.541918189338i | 7199.6791 | 0.202329583130776+138.892959954408i | 0.0805598752049726+138.897756662048i | 0.0247207228708572+138.89934155558i | 0.0162138141140089+138.899521089333i | 2.78927474976153E-08+0.0004629988695745i | 0.323824023213362+555.590042260239i | 555.5901 | 138.8931 | 138.8978 | 138.8993 | 138.8995 | 0.000463 | 1 | 0.999125920893625-0.0249719050460791i | 0.000874079106375382+0.0249719050460791i | 138.815 | 3.4705 | 0.999502855228517-0.0178450786507502i | 0.000497144771482774+0.0178450786507502i | 138.8509 | 2.4796 | 0.999757304992575-0.011359587603597i | 0.000242695007426395+0.011359587603597i | 138.8746 | 1.5782 | 0.999811434985123-0.00961264719724183i | 0.000188565014875895+0.00961264719724184i | 138.8797 | 1.3354 | 0.999872425096853-0.00735146257699325i | 0.000127574903146778+0.00735146257699326i | 0.00046295 | 3.4042e-06 |  | 1
|  |  |  | Branch Ratings | [8 empty] | Capacitor Voltage Rating (kV) |  |  |  |  | Number of Capacitor Per Phase | [9 empty] | kvar per Phase (kvar) |  |  |  | High-Pass Filter Damping Factor | [11 empty] | % 60HZ KVAR: | 58.98% |  |  |  | 70.42% |  |  |  | 135% | [7 empty] | ICAP RMS CURRENT: | 173.62 |  |  | amps |  |  | 0.00064446 | 0.0023621 | 0.017107 | 0.039864 | 6.8944e-07 |  | 0.00064446 | 0.0023621 | 0.017107 | 0.039864 | 6.8944e-07 |  | 5.2 | 1.45624467049928+0.655209100429101i | 0.527485647957749-4.6103375527987i | 0.136537689391412-7.81327145106747i | 0.0830806707412401-8.42727330274975i | 11257.0128276455-2720470.77575443i | 1.49634062415591-0.508990781243079i | 0.0143880322809015+1.8704441965172i | 1.27453462820066+0.699184948749535i | 5.2 | 1.5805 | 1.8705 | 1.4537 | 0.37902606934812-0.67849187441284i | 5.2 | 0.77718 | 0.620973930651881+0.67849187441284i | 5.2 | 0.91976 | 2 | 0.236865607155683-22.6901345010728i | 0.087790650408609-24.3005360436402i | 0.0239361082874467-25.2695383492554i | 0.0149439057237-25.4543630518866i | 2127.24073405743-7694094.16818598i | 1 | 0.0143880322809015+0.719401614045076i | 0.0189418361506302+0.815612897940199i | 0.81583 | 0.000375302721331739+0.0359514803685229i | 0.00012128638839189+0.033572188370882i | 0.0000305815651635705+0.0322851995988998i | 0.0000188165792708507+0.0320507937490019i | 2.93158699183356E-11+1.0603363322389E-07i | 0.00054598728347392+0.13385976812094i | 0.13386 | 0.035953 | 0.033572 | 0.032285 | 0.032051 | 1.0603e-07 | 2 | 0.99725816318182-0.0498504455477041i | 0.00274183681818066+0.0498504455477041i | 0.0359 | 0.001795 | 0.998548256718997-0.0356560705845026i | 0.00145174328100349+0.0356560705845026i | 0.033545 | 0.0011981 | 0.999370290184855-0.0227103804155177i | 0.000629709815146409+0.0227103804155177i | 0.032273 | 0.00073349 | 0.99953427622477-0.0192199649307715i | 0.000465723775228756+0.0192199649307715i | 0.032042 | 0.0006162 | 0.999710307459063-0.0147005412463651i | 0.000289692540936183+0.0147005412463651i | 1.0601e-07 | 1.5591e-09 | 1.13381100702495-0.00365376825655704i | 2 | 1.1338
|  |  |  | Effective kvar |  |  |  |  | Tuning Point | [51 empty] | QCAPACITOR (1-phase): | 1105.7764 |  |  | kvar |  |  | 0.00041137 | 0.0014221 | 0.0092666 | 0.020184 | 2.8142e-07 |  | 0.00041137 | 0.0014221 | 0.0092666 | 0.020184 | 2.8142e-07 |  | 5.4 | 1.56671256829812+1.44942739132648i | 0.567622205534397-4.02327901568243i | 0.146865070383282-7.35557384156598i | 0.089335657395162-7.99467407637489i | 12095.9378922881-2598582.56220019i | 2.11254864532572-1.03022232657022i | 0.0143880322809015+1.94238435792171i | 1.50306486571855+1.27766844184061i | 5.4 | 2.3504 | 1.9424 | 1.9727 | 0.66347916060571-0.768909973995089i | 5.4 | 1.0156 | 0.33652083939429+0.768909973995088i | 5.4 | 0.83933 | 3 | 0.504453251366083-11.5580291190959i | 0.183757714049653-14.4086522842485i | 0.0484290613336817-16.1278173003039i | 0.0297551674395265-16.4560689242367i | 4110.45929775874-5039483.59317432i | 1 | 0.0143880322809015+1.07910242106761i | 0.0411779721917478+1.54208050601303i | 1.5426 | 0.00581418276867341+0.133214512072409i | 0.00136518043126139+0.107045357203294i | 0.000287218740090574+0.0956494145836895i | 0.000169500354382732+0.0937420204431281i | 2.49677736933783E-10+3.06108580017995E-07i | 0.00763608254408584+0.429651610411101i | 0.42972 | 0.13334 | 0.10705 | 0.09565 | 0.093742 | 3.0611e-07 | 3 | 0.994160703555678-0.0745434169124478i | 0.0058392964443225+0.0745434169124477i | 0.13293 | 0.0099702 | 0.996961304814778-0.0533991057747604i | 0.00303869518522195+0.0533991057747604i | 0.10688 | 0.0057258 | 0.998725930928541-0.0340436063263904i | 0.00127406907145973+0.0340436063263904i | 0.095583 | 0.0032585 | 0.999072686273004-0.0288166335815692i | 0.000927313726994591+0.0288166335815692i | 0.093694 | 0.0027027 | 0.999440228188884-0.0220448546766168i | 0.000559771811115731+0.0220448546766168i | 3.0601e-07 | 6.7503e-09 | 1.42929467956323-0.0191022036470621i | 3 | 1.4294
[68 empty] | 0.00023009 | 0.00077506 | 0.0048444 | 0.010306 | 1.344e-07 |  | 0.00023009 | 0.00077506 | 0.0048444 | 0.010306 | 1.344e-07 |  | 5.6 | 1.68104564622673+2.21453113590841i | 0.609216561780065-3.46357264131522i | 0.157576210782104-6.92453772820642i | 0.0958240967034013-7.58863882856687i | 12966.3175437424-2484636.69633691i | 1.85409131652265-1.84037379170044i | 0.0143880322809015+2.01432451932621i | 2.164309192911+1.78315007101198i | 5.6 | 2.6124 | 2.0144 | 2.8043 | 0.892863907493093-1.06808144246152i | 5.6 | 1.3921 | 0.107136092506908+1.06808144246152i | 5.6 | 1.0734 | 4 | 0.876295478158783-4.9491699658279i | 0.317600285272109-8.93235860964395i | 0.0826661816420569-11.3425607356428i | 0.0504679665759328-11.8034671336331i | 6885.16574194656-3685265.73901224i | 1 | 0.0143880322809015+1.43880322809015i | 0.968794768388285+4.45455334019204i | 4.5587 | 0.15813185924803+0.893102233136326i | 0.0181233909736936+0.509711845066883i | 0.00292901884261951+0.401888335209519i | 0.0016513086632527+0.38620869546747i | 2.31107929234667E-09+1.23699873836558E-06i | 0.180835580038675+2.19091234587894i | 2.1984 | 0.90699 | 0.51003 | 0.4019 | 0.38621 | 1.237e-06 | 4 | 0.989856445456677-0.0989609043195878i | 0.010143554543323+0.0989609043195878i | 0.90227 | 0.090227 | 0.994748027517252-0.0710407446896805i | 0.00525197248274811+0.0710407446896805i | 0.50865 | 0.036332 | 0.997825222657939-0.0453505384687168i | 0.0021747773420619+0.0453505384687168i | 0.40144 | 0.018247 | 0.998427176110687-0.0383973531818359i | 0.00157282388931203+0.0383973531818359i | 0.38589 | 0.014842 | 0.999062362276813-0.0293820266826501i | 0.000937637723186532+0.0293820266826501i | 1.2364e-06 | 3.6364e-08 | 3.10243598376567-0.642309386900076i | 4 | 3.1682
|  |  | Branch 1: | 3000 |  |  |  |  | 5 |  |  |  | 9.96 |  |  |  |  | 3 |  |  |  |  | 612.4308 |  |  |  |  | 1837.2923 |  |  |  | 8 | [5 empty] | Branch 3 | [29 empty] | 0.00010091 | 0.00032427 | 0.0018894 | 0.0038774 | 4.6031e-08 |  | 0.00010091 | 0.00032427 | 0.0018894 | 0.0038774 | 4.6031e-08 |  | 5.8 | 1.79921150779197+2.95330870384691i | 0.65226253391331-2.92844860210038i | 0.168670454562258-6.51741497980425i | 0.102545703180067-7.20642468109248i | 13868.1293082714-2377812.08299881i | 1.20694291451492-1.95376429802186i | 0.0143880322809015+2.08626468073072i | 3.53122880688546+1.65557287103986i | 5.8 | 2.2965 | 2.0863 | 3.9001 | 0.805193267713424-1.68705519135015i | 5.8 | 1.8694 | 0.194806732286578+1.68705519135015i | 5.8 | 1.6983 | 5 | 1.34967338033542-0.1713659994448i | 0.488812867435751-5.22796354231806i | 0.126594700856698-8.30081879329822i | 0.0770594121205526-8.88961845668734i | 10449.5640189602-2851253.82927846i | 120 | 0.0143880322809015+1.79850403511269i | 158.653000635199+8.59475278417196i | 158.8856 | 115.853863103905+14.7097907757562i | 2.81696838626253+30.1281103758562i | 0.291848381032232+19.1365081608614i | 0.15492141128501+17.8718238200518i | 2.04223259459307E-07+0.0000557240808807466i | 119.117601486708+81.8462888566065i | 144.5262 | 116.784 | 30.2595 | 19.1387 | 17.8725 | 5.5724e-05 | 5 | 0.984376861583414-0.123016353609524i | 0.0156231384165864+0.123016353609524i | 115.8536 | 14.4817 | 0.9919167839324-0.0885481863892521i | 0.00808321606759973+0.0885481863892521i | 30.1343 | 2.6906 | 0.996669553600041-0.056622517532101i | 0.00333044639996028+0.0566225175321009i | 19.1058 | 1.0856 | 0.997598459131551-0.0479568531454452i | 0.00240154086844752+0.0479568531454452i | 17.8502 | 0.85818 | 0.998576954312756-0.0367096887843819i | 0.00142304568724292+0.0367096887843819i | 5.5683e-05 | 2.0472e-06 | 5.48419427622874-88.1699961607159i | 5 | 88.3404
|  |  | Branch 2: | 3000 |  |  |  |  | 7 |  |  |  | 9.96 |  |  |  |  | 3 |  |  |  |  | 624.9294 |  |  |  |  | 1874.7881 |  |  |  | 8 | [12 empty] | At Nominal Voltage |  |  |  | At Nominal 110% Voltage | [8 empty] | ICAPACITOR UNIT CURRENT: |  |  |  | 46.2991 |  |  | amps |  |  | 6.2652e-06 | 1.9704e-05 | 0.00011135 | 0.00022526 | 2.5834e-09 |  | 6.2652e-06 | 1.9704e-05 | 0.00011135 | 0.00022526 | 2.5834e-09 |  | 6 | 1.92117680985872+3.66817036966717i | 0.696753737024221-2.41550826765669i | 0.180147122822624-6.13182421821163i | 0.109500181263589-6.84565464747821i | 14801.3499089938-2277397.12458147i | 0.818185284186307-1.70206308198151i | 0.0143880322809015+2.15820484213523i | 4.28570719433667-0.256515450804268i | 6 | 1.8885 | 2.1583 | 4.2934 | -0.105612745677047-1.98647814620282i | 6 | 1.9893 | 1.10561274567705+1.98647814620282i | 6 | 2.2734 | 7 | 2.58676457229578+6.94845551330131i | 0.940650895925285-0.11890996227022i | 0.243241481794331-4.46257296802426i | 0.147754599997855-5.29929797033118i | 19937.7147376503-1852255.1095919i | 100 | 0.0143880322809015+2.51790564915777i | 89.8054248559693-1.67111275175346i | 89.821 | 4.22658954082077-11.3532826728461i | 93.9861961965971+11.8810231214052i | 1.0938464123896+20.067997428282i | 0.472220231474794+16.9364318555228i | 5.21916717076584E-07+0.0000484871470330036i | 99.778852903199+37.5322182195109i | 106.6043 | 12.1145 | 94.7342 | 20.0978 | 16.943 | 4.849e-05 | 7 | 0.970056917804769-0.169717531233027i | 0.029943082195231+0.169717531233027i | 11.9303 | 2.0878 | 0.984444999421083-0.123033654632165i | 0.0155550005789173+0.123033654632165i | 93.9861 | 11.7483 | 0.993600816528017-0.0790274481956156i | 0.00639918347198397+0.0790274481956155i | 20.0322 | 1.5935 | 0.995395258014155-0.0669913162782335i | 0.004604741985844+0.0669913162782336i | 16.9031 | 1.1377 | 0.997284836102308-0.051327063103567i | 0.00271516389769112+0.0513270631035671i | 4.8422e-05 | 2.4923e-06 | -0.4598667494971-35.6693434734728i | 7 | 35.6723
|  |  | Branch 3: | 3000 |  |  |  |  | 11 |  |  |  | 9.96 |  |  |  |  | 3 |  |  |  |  | 632.6764 |  |  |  |  | 1898.0292 |  |  |  | 8 | [5 empty] | Design Parameter | [14 empty] | Rated Duty |  |  | I MINIMUM CAPACITOR FUSE RATING: | [5 empty] | 83.3385 |  |  | amps |  | Summation | 1210.6633 | 1105.7764 | 1040.7404 | 1028.9925 | 0.0035835 |  | 1429.3997 | 1320.1525 | 1252.4963 | 1240.2489 | 0.0042859 |  | 6.2 | 2.04690728550585+4.36120944332974i | 0.74268358640855-1.92266431321352i | 0.192005513889861-5.76569166313585i | 0.116687225349069-6.50425861766751i | 15765.955267383-2182772.06011199i | 0.640799433984675-1.39615456067977i | 0.0143880322809015+2.23014500353973i | 2.86371081686657-1.49471680048993i | 6.2 | 1.5362 | 2.2302 | 3.2303 | -0.6619209966175-1.28836221544915i | 6.2 | 1.4485 | 1.6619209966175+1.28836221544915i | 6.2 | 2.1028 | 11 | 6.09111385813607+17.1680185017799i | 2.25622497052535+6.6229940165871i | 0.588911416906604-0.0741454351762503i | 0.357978927225738-1.38451395612238i | 48255.409187788-828572.376816373i | 80 | 0.0143880322809015+3.95670887724792i | 39.6667802982106-9.28852733179776i | 40.7398 | 0.74779649183852-2.10769069606235i | 1.87761970976516-5.51162418005909i | 68.0986607565869+8.57379342930573i | 7.1314360593117+27.5814356667013i | 2.85386417087144E-06+0.0000490024446786467i | 77.8555158713664+28.5359632223303i | 82.9203 | 2.2364 | 5.8227 | 68.6363 | 28.4885 | 4.9085e-05 | 11 | 0.929492337699365-0.255546506240766i | 0.0705076623006356+0.255546506240766i | 2.1559 | 0.59286 | 0.962690110778912-0.189066081388467i | 0.0373098892210879+0.189066081388467i | 5.7125 | 1.1221 | 0.984506950961935-0.123049385985471i | 0.0154930490380659+0.123049385985471i | 68.0986 | 8.5123 | 0.988843659715042-0.104579177548942i | 0.0111563402849568+0.104579177548942i | 28.3277 | 2.9962 | 0.993428467273253-0.0803449241967927i | 0.00657153272674597+0.0803449241967927i | 4.8922e-05 | 3.9569e-06 | -2.31105291379188-10.033599396312i | 11 | 10.2963
|  |  | Branch 4: | 3000 |  |  |  |  | 13 |  |  |  | 9.96 |  |  |  |  | 3 |  |  |  |  | 634.1739 |  |  |  |  | 1902.5216 |  |  |  | 8 | [11 empty] | % RATED VOLTS: | 73.02% |  |  |  | 80.29% |  |  |  | 110% | [7 empty] | VCAP FUNDAMENTAL VOLTAGE: | 7.2596 |  |  | kV | [14 empty] | 6.4 | 2.17636776736341+5.03425194183844i | 0.790045299967075-1.44809205711106i | 0.204244903424999-5.41720306850855i | 0.12410651982171-6.18042540803737i | 16761.9205048159-2093394.61574236i | 0.578668288727855-1.10318096138509i | 0.0143880322809015+2.30208516494424i | 1.72666624717912-1.27110413558114i | 6.4 | 1.2457 | 2.3021 | 2.1441 | -0.547444230862712-0.753465996331538i | 6.4 | 0.93135 | 1.54744423086271+0.753465996331537i | 6.4 | 1.7211 | 13 | 8.26894015697971+21.2294641335626i | 3.10144068670015+9.24565126503147i | 0.815864113214079+1.47373130885247i | 0.49659777664774-0.0624543837664402i | 67012.5174554254-504857.06534605i | 60 | 0.0143880322809015+4.67611049129299i | 24.1359341256866+6.47383781460846i | 24.9891 | 0.398086873576588-1.02203799328536i | 0.814945521087521-2.42942001769871i | 7.18504280600588-12.9786595183622i | 49.5370411383154+6.230002475627i | 6.45630660056916E-06+0.0000486403455221004i | 57.935122795292-10.2000664133737i | 58.8262 | 1.0968 | 2.5625 | 14.8348 | 49.9273 | 4.9067e-05 | 13 | 0.904282918731895-0.293818493964375i | 0.0957170812681049+0.293818493964375i | 1.0429 | 0.33894 | 0.948713266647513-0.220197687313295i | 0.0512867333524874+0.220197687313295i | 2.4957 | 0.57935 | 0.978536291959122-0.144540072667522i | 0.0214637080408793+0.144540072667522i | 14.6739 | 2.1677 | 0.984523631533367-0.123053621862645i | 0.0154763684666319+0.123053621862646i | 49.537 | 6.1921 | 0.990874081082884-0.0947089409166788i | 0.00912591891711508+0.0947089409166788i | 4.8841e-05 | 4.6686e-06 | 1.40031768843254-5.15723192479861i | 13 | 5.344
|  |  | Branch 5: | 0.01 |  |  |  |  | 17 |  |  |  | 9.96 |  |  |  |  | 3 |  |  |  |  | 0.0021191 |  |  |  |  | 0.0063574 |  |  |  | 8 | [11 empty] | % CREST VOLTAGE: | 81.56% |  |  |  | 88.85% |  |  |  | 120% | [7 empty] | VCAP RMS VOLTAGE: | 7.2724 |  |  | kV |  |  | Capacitor RMS voltage at 10% fundamental overvoltage | [11 empty] | 6.6 | 2.30952221140276+5.68889723239086i | 0.83883190066856-0.990189645487979i | 0.21686454453334-5.08476439765299i | 0.131757739091311-5.87256352957696i | 17789.2199441729-2008788.26424305i | 0.587786184708759-0.826396687480547i | 0.0143880322809015+2.37402532634875i | 1.20665668092566-0.803633493876923i | 6.6 | 1.0141 | 2.3741 | 1.4498 | -0.335418146435758-0.510307398408187i | 6.6 | 0.61067 | 1.33541814643576+0.510307398408187i | 6.6 | 1.4296 | 17 | 13.2294933116912+27.9091038503718i | 5.11086697162892+13.6906725096628i | 1.37138238435047+4.00292176810563i | 0.837903206055128+2.04042768962934i | 113485.972452874-14252.190311509i | 40 | 0.0143880322809015+6.11491371938314i | 12.8688342458209+40.347514724676i | 42.3501 | 0.587323582720514-1.23902514463147i | 1.013533363164-2.71499012393057i | 3.24385120662604-9.46846244758288i | 7.29335039475772-17.7604692142133i | 0.000367380316804136+0.000046137633388737i | 12.1384259275851-31.1829007927248i | 33.4621 | 1.3712 | 2.898 | 10.0087 | 19.1997 | 0.00037027 | 17 | 0.846862056997457-0.359826417619515i | 0.153137943002543+0.359826417619515i | 1.2617 | 0.53621 | 0.915484544747862-0.277865332274838i | 0.084515455252138+0.277865332274838i | 2.7726 | 0.84168 | 0.96392174795611-0.186190997787228i | 0.0360782520438913+0.186190997787227i | 9.8259 | 1.8982 | 0.973886917408652-0.159177748254467i | 0.0261130825913463+0.159177748254467i | 18.9464 | 3.097 | 0.984545218980561-0.123059103909047i | 0.0154547810194383+0.123059103909047i | 0.00036738 | 4.5923e-05 | 6.60313009209472-2.08896294912718i | 17 | 6.9257
|  |  | Total: | 12000 |  |  |  | kvar | [35 empty] | % 60HZ AMPS: | 83.8% |  |  |  | 90.21% |  |  |  | 135% | [7 empty] | VCAP, PEAK CAP VOLTAGE: | 11.4859 |  |  | kV | [14 empty] | 6.8 | 2.44633372115023+6.32655150570238i | 0.88903621907469-0.54754526269019i | 0.229863667877605-4.76696943808543i | 0.139640547627806-5.57926887931282i | 18847.8271114883-1928532.55634964i | 0.655536247577796-0.558994001334288i | 0.0143880322809015+2.44596548775326i | 0.980860821420014-0.381356813054158i | 6.8 | 0.86151 | 2.446 | 1.0524 | -0.153548383963333-0.401914943382196i | 6.8 | 0.43025 | 1.15354838396333+0.401914943382197i | 6.8 | 1.2216 | 19 | 15.9145336894332+30.6254332089356i | 6.25034836852053+15.6086203002194i | 1.696799231005+5.08892667009795i | 1.03916932408556+2.92741892947602i | 141086.173687219+184821.901820395i | 30 | 0.0143880322809015+6.83431533342822i | 11.2156479460895+39.1958577295653i | 40.7689 | 0.544681227597996-1.04816759834058i | 0.901392836728625-2.25099429668511i | 2.4039466941263-7.20975600512698i | 4.39039825205959-12.3680854054536i | 0.000106390310763063-0.000139370563795178i | 8.24052540082327-22.8771426761701i | 24.316 | 1.1812 | 2.4248 | 7.6 | 13.1242 | 0.00017534 | 19 | 0.815781383638425-0.387399307401401i | 0.184218616361575+0.387399307401401i | 1.0668 | 0.50672 | 0.896641599011995-0.304163370491482i | 0.103358400988005+0.304163370491482i | 2.2958 | 0.77894 | 0.95536069952286-0.20624762289438i | 0.0446393004771414+0.206247622894379i | 7.428 | 1.6038 | 0.967614499872846-0.176758729906586i | 0.0323855001271526+0.176758729906587i | 12.9093 | 2.3584 | 0.980786560029594-0.13701157738815i | 0.0192134399704056+0.137011577388151i | 0.00017364 | 2.4258e-05 | 5.73858446405213-1.62899726811251i | 19 | 5.9653
| Branch Details | [42 empty] | % 60HZ KVAR: | 54.83% |  |  |  | 65.99% |  |  |  | 135% | [7 empty] | ICAP RMS CURRENT: | 159.6898 |  |  | amps |  |  | Branch 1 | Branch 2 | Branch 3 | Branch 4 | Branch 5 | [7 empty] | 7 | 2.58676457229578+6.94845551330131i | 0.940650895925285-0.11890996227022i | 0.243241481794331-4.46257296802426i | 0.147754599997855-5.29929797033118i | 19937.7147376503-1852255.1095919i | 0.788617524532722-0.29664166465421i | 0.0143880322809015+2.51790564915777i | 0.898054248559692-0.0167111275175346i | 7 | 0.84256 | 2.5179 | 0.89821 | -0.00459866749497083-0.356693434734728i | 7 | 0.35672 | 1.00459866749497+0.356693434734728i | 7 | 1.066 | 23 | 21.4736355382445+34.9696911278572i | 8.73508246313515+18.944945319284i | 2.43408240080443+7.02512602199602i | 1.49885740015901+4.49709201967147i | 204674.348717914+528706.253065757i | 20 | 0.0143880322809015+8.27311856151837i | 10.1526866839492+36.1837526977374i | 37.5811 | 0.479219215422437-0.780405717327671i | 0.754284727884701-1.63591849135421i | 1.6548529006353-4.77615308790967i | 2.50679662537242-7.5212592590234i | 0.0000239308293352344-0.0000618171216366035i | 5.39517740014419-14.7137983727366i | 15.6718 | 0.9158 | 1.8014 | 5.0547 | 7.928 | 6.6288e-05 | 23 | 0.751432024066484-0.431965422482608i | 0.248567975933516+0.431965422482608i | 0.79376 | 0.45641 | 0.855552986384706-0.351325097069243i | 0.144447013615294+0.351325097069243i | 1.6661 | 0.6843 | 0.93596429460233-0.244599236176044i | 0.0640357053976708+0.244599236176044i | 4.8899 | 1.278 | 0.953288414699742-0.210803129873032i | 0.046711585300257+0.210803129873032i | 7.7403 | 1.7118 | 0.972126975948106-0.164391739186872i | 0.0278730240518937+0.164391739186872i | 6.5355e-05 | 1.1053e-05 | 4.37577435660067-1.219579754143i | 23 | 4.5426
[20 empty] | Tuning Reactor | [13 empty] | Resistor Ohms | [26 empty] | QCAPACITOR (1-phase): | 1040.7404 |  |  | kvar |  |  | 8.3589 | 8.1261 | 7.9972 | 7.9746 | 7.9628 | [7 empty] | 7.2 | 2.73077623766629+7.55570768396996i | 0.993668384782134+0.296824974302861i | 0.256997172413459-4.17046839510839i | 0.156099540902482-5.03154562344834i | 21058.8547601515-1779624.93231707i | 1.0110085992765-0.0454517270517953i | 0.0143880322809015+2.58984581056227i | 0.903088660095417+0.311966092812873i | 7.2 | 1.012 | 2.5899 | 0.95545 | 0.122390864973947-0.348023690330661i | 7.2 | 0.36892 | 0.877609135026052+0.34802369033066i | 7.2 | 0.9441 | 25 | 24.2734881942228+36.6530000282565i | 10.0552952380735+20.3871543947132i | 2.84209981324818+7.89950043900335i | 1.75547611163138+5.20496114530739i | 240508.834491234+681363.689221668i | 10 | 0.0143880322809015+8.99252017556345i | 5.8509198994744+20.3327452778747i | 21.1578 | 0.265736566230988-0.401262574692143i | 0.411708331881154-0.83474041576317i | 0.853192035987154-2.37141244351018i | 1.23095734718543-3.64977063554382i | 9.74647702059985E-06-0.0000276118569769717i | 2.76160402776175-7.25721368136629i | 7.7649 | 0.48128 | 0.93075 | 2.5202 | 3.8518 | 2.9282e-05 | 25 | 0.7190223416739-0.449276644385091i | 0.280977658326101+0.449276644385091i | 0.40805 | 0.25503 | 0.833721390234192-0.372130597319315i | 0.166278609765808+0.372130597319315i | 0.84978 | 0.37936 | 0.925230195045251-0.262819621362701i | 0.0747698049547496+0.2628196213627i | 2.424 | 0.68865 | 0.945290944874185-0.227211552945434i | 0.0547090551258134+0.227211552945434i | 3.7447 | 0.90018 | 0.967246953169953-0.177789675974184i | 0.0327530468300464+0.177789675974184i | 2.8797e-05 | 5.2936e-06 | 2.26210831634629-0.647023581643657i | 25 | 2.3528
[5 empty] | X Effective (Ohms) |  |  |  |  | XC Effective (Ohms) |  |  |  | Capacitance Per Phase (µF) | [5 empty] | XL Effective (Ohms) |  |  |  |  | L (mH) |  |  |  |  | Rated Current (amps) | [49 empty] | 7.4 | 2.87832941253536+8.14928349339131i | 1.04808095472965+0.700647007802799i | 0.271129903781076-3.88966902123195i | 0.164675005215731-4.7750262764334i | 22211.218324889-1710346.8303031i | 1.36429264157316+0.160217244691698i | 0.0143880322809015+2.66178597196678i | 0.982677778005733+0.624249249109034i | 7.4 | 1.3737 | 2.6618 | 1.1642 | 0.236511362400714-0.367901422278941i | 7.4 | 0.43737 | 0.763488637599285+0.36790142227894i | 7.4 | 0.84751 | 29 | 29.7682191306529+39.1782477749302i | 12.7928022903558+22.8622975815918i | 3.72678203004128+9.49477216810491i | 2.31741705043928+6.50246571303774i | 319835.694643148+959425.464820812i | 8 | 0.0143880322809015+10.4313234036536i | 6.05884425602782+19.5673116605822i | 20.4839 | 0.251857885169593-0.331472654979338i | 0.381802080093602-0.682326872115516i | 0.73374896013496-1.86938198931591i | 0.996164044796828-2.79514753057699i | 6.40548118631234E-06-0.0000192148089394323i | 2.36357937567617-5.67834826179669i | 6.1506 | 0.4163 | 0.78188 | 2.0082 | 2.9674 | 2.0254e-05 | 29 | 0.655418107321725-0.475059362967509i | 0.344581892678275+0.475059362967509i | 0.33699 | 0.24432 | 0.788452817198757-0.408233024437849i | 0.211547182801243+0.408233024437849i | 0.69421 | 0.3595 | 0.901956024135344-0.297201735029258i | 0.0980439758646574+0.297201735029258i | 1.9071 | 0.62849 | 0.927778170080501-0.258682501031963i | 0.0722218299194975+0.258682501031964i | 2.8581 | 0.79696 | 0.956444038711811-0.203932630855396i | 0.0435559612881883+0.203932630855397i | 1.9808e-05 | 4.2237e-06 | 1.87662012642664-0.57824334954059i | 29 | 1.9637
[38 empty] | Branch 4 | [29 empty] | Crest Voltage + 10% on Fundamental | [11 empty] | 7.6 | 3.02938404023868+8.73005177704017i | 1.10388069313062+1.09343831652359i | 0.285638817985319-3.61929226552645i | 0.173480618024354-4.52885824439239i | 23394.7757880143-1644156.69653728i | 1.88767437619675+0.21695947322019i | 0.0143880322809015+2.73372613337129i | 1.14889413106151+0.932398963085311i | 7.6 | 1.9001 | 2.7338 | 1.4796 | 0.343274978366764-0.418460015298166i | 7.6 | 0.54125 | 0.656725021633236+0.418460015298165i | 7.6 | 0.77871 | 31 | 32.4204714945232+40.0737355661751i | 14.1889479015652+23.9098305016129i | 4.19930520082767+10.2237147463211i | 2.62070121183468+7.10051907434934i | 363145.232446289+1087544.15214222i | 6 | 0.0143880322809015+11.1507250176987i | 5.10760491613685+15.8273115418726i | 16.631 | 0.202931073403364-0.250835530726326i | 0.30527170116104-0.51441408357658i | 0.57170642523799-1.39188821263102i | 0.760838642449326-2.0614136662422i | 4.59406605310392E-06-0.0000137582686600387i | 1.84075243631777-4.21856525144479i | 4.6027 | 0.32264 | 0.59817 | 1.5047 | 2.1973 | 1.4505e-05 | 31 | 0.624716971476424-0.48403464423317i | 0.375283028523576+0.48403464423317i | 0.25498 | 0.19761 | 0.765365563590975-0.423608863976436i | 0.234634436409025+0.423608863976436i | 0.52327 | 0.28967 | 0.8895249106496-0.313319761733186i | 0.110475089350401+0.313319761733186i | 1.4191 | 0.49991 | 0.918326381021892-0.273705584190738i | 0.0816736189781067+0.273705584190738i | 2.1056 | 0.62763 | 0.950546046137631-0.216652653703893i | 0.049453953862368+0.216652653703893i | 1.4141e-05 | 3.2234e-06 | 1.41998619931574-0.45621913380414i | 31 | 1.4915
[45 empty] | At Nominal Voltage |  |  |  | At Nominal 110% Voltage | [8 empty] | ICAPACITOR UNIT CURRENT: |  |  |  | 46.2991 |  |  | amps |  |  | Branch 1 | Branch 2 | Branch 3 | Branch 4 | Branch 5 | [7 empty] | 7.8 | 3.18389933806629+9.29878853481903i | 1.16105950843529+1.47598931420434i | 0.300523035285348-3.35854631454173i | 0.182515994668529-4.29225040161815i | 24609.4967178322-1580817.52564343i | 2.50663735500338-0.0827455357712499i | 0.0143880322809015+2.8056662947758i | 1.43956928617275+1.23432485728599i | 7.8 | 2.508 | 2.8057 | 1.8963 | 0.442559620161936-0.510824015935282i | 7.8 | 0.67587 | 0.557440379838064+0.510824015935282i | 7.8 | 0.7561 | 35 | 37.462510452662+41.2576508933303i | 16.9900805023512+25.6598909291434i | 5.19435743060639+11.5574201108222i | 3.26665153875267+8.20861099450202i | 456571.195497795+1326306.68431554i | 4 | 0.0143880322809015+12.5895282457888i | 4.21130376480652+11.9906687634071i | 12.7087 | 0.153302072577748-0.168832342392774i | 0.227983926296897-0.344321069083027i | 0.411157773118187-0.914824052684081i | 0.531885819296605-1.33655020509624i | 2.94906815309854E-06-8.56683216665072E-06i | 1.32433254035759-2.76453623608829i | 3.0654 | 0.22805 | 0.41296 | 1.003 | 1.4385 | 9.0602e-06 | 35 | 0.566352871174433-0.495434903551741i | 0.433647128825567+0.495434903551741i | 0.1716 | 0.15015 | 0.719044851607822-0.44932279604131i | 0.280955148392178+0.44932279604131i | 0.35014 | 0.21884 | 0.863347131532366-0.343337684395329i | 0.136652868467635+0.343337684395329i | 0.93187 | 0.37063 | 0.898195470774955-0.302248259562767i | 0.101804529225044+0.302248259562767i | 1.3632 | 0.45878 | 0.937823083384762-0.241333783681101i | 0.0621769166152379+0.241333783681101i | 8.7737e-06 | 2.2579e-06 | 0.952812987131626-0.333419535572678i | 35 | 1.0095
|  |  |  | Branch 1: | 51.8336 |  |  |  |  | 53.9934 |  |  |  | 49.13 | [5 empty] | 2.1597 |  |  |  |  | 5.7289 |  |  |  |  | 138.8974 |  |  |  | 86.3894 |  |  |  | Design Parameter | [14 empty] | Rated Duty |  |  | I MINIMUM CAPACITOR FUSE RATING: | [5 empty] | 83.3385 |  |  | amps |  |  | 13786.0125 | 13088.4959 | 12512.4545 | 12450.907 | 12803.9431 | [7 empty] | 8 | 3.3418338234022+9.85618866623465i | 1.21960913304187+1.84901014062602i | 0.315781654243388-3.10671877486604i | 0.191780740783553-4.06449086114973i | 25855.3498967491-1520116.02614428i | 2.84069847830363-0.845138926433567i | 0.0143880322809015+2.8776064561803i | 1.92548918431951+1.48813639562709i | 8 | 2.9638 | 2.8776 | 2.4335 | 0.520476451938737-0.666526358463033i | 8 | 0.84567 | 0.479523548061264+0.666526358463033i | 8 | 0.8211 | 37 | 39.834882416289+41.5928752305751i | 18.379630418622+26.3763479278473i | 5.71281805470907+12.1659303623259i | 3.60719253099973+8.72219063273475i | 506484.314006463+1438092.35674075i | 1 | 0.0143880322809015+13.3089298598339i | 1.15980639149219+3.16649381873206i | 3.3722 | 0.0405006000226586-0.0422879722827307i | 0.0599697274457903-0.0860617085447864i | 0.106644124568719-0.227107704223974i | 0.136541034195751-0.330156186344738i | 7.34727504815421E-07-2.08615741838903E-06i | 0.343656220960424-0.685615657553647i | 0.76692 | 0.058554 | 0.1049 | 0.2509 | 0.35728 | 2.2118e-06 | 37 | 0.53889148969993-0.49835004046232i | 0.46110851030007+0.498350040462319i | 0.042979 | 0.039755 | 0.696066667197796-0.459819080277066i | 0.303933332802204+0.459819080277066i | 0.087507 | 0.057817 | 0.849707498061305-0.357222786368234i | 0.150292501938696+0.357222786368233i | 0.23127 | 0.097237 | 0.887582580178494-0.315744211773909i | 0.112417419821504+0.31574421177391i | 0.33658 | 0.11974 | 0.931025799985977-0.253275160646138i | 0.0689742000140219+0.253275160646138i | 2.134e-06 | 5.8058e-07 | 0.238016429163283-0.0868876623143039i | 37 | 0.25338
|  |  |  | Branch 2: | 51.8336 |  |  |  |  | 52.9135 |  |  |  | 50.13 | [5 empty] | 1.0799 |  |  |  |  | 2.8644 |  |  |  |  | 138.8974 |  |  |  | 60.4726 | [9 empty] | % RATED VOLTS: | 72.8% |  |  |  | 80.07% |  |  |  | 110% | [7 empty] | VCAP FUNDAMENTAL VOLTAGE: | 7.2424 |  |  | kV | [14 empty] | 8.2 | 3.50314534008104+10.4028759892925i | 1.27952112620672+2.21314047099658i | 0.331413751859801-2.86316698630582i | 0.201274452342573-3.8449373109688i | 27132.3033232694-1461859.72848942i | 2.5413580503838-1.63465259131894i | 0.0143880322809015+2.94954661758481i | 2.69239182894417+1.53854277690373i | 8.2 | 3.0217 | 2.9496 | 3.101 | 0.526060332293485-0.910249337947352i | 8.2 | 1.0513 | 0.473939667706516+0.910249337947352i | 8.2 | 1.0262
|  |  |  | Branch 3: | 51.8336 |  |  |  |  | 52.2656 |  |  |  | 50.75 | [5 empty] | 0.43195 |  |  |  |  | 1.1458 |  |  |  |  | 138.8974 |  |  |  | 38.0113 | [9 empty] | % CREST VOLTAGE: | 81.14% |  |  |  | 88.41% |  |  |  | 120% | [7 empty] | VCAP RMS VOLTAGE: | 7.2511 |  |  | kV |  |  | RMS Current at 110% Voltage | [11 empty] | 8.4 | 3.66779108493405+10.9394118290198i | 1.34078687700237+2.56895792431385i | 0.347418383711139-2.62730971886566i | 0.210996715700281-3.63300873072726i | 28440.3242140422-1405874.50622134i | 1.91997991911851-1.97837471286845i | 0.0143880322809015+3.02148677898932i | 3.65186022073586+1.01502382773259i | 8.4 | 2.7569 | 3.0215 | 3.7903 | 0.341682854704929-1.20700315558304i | 8.4 | 1.2544 | 0.658317145295071+1.20700315558304i | 8.4 | 1.3749
|  |  |  | Branch 4: | 51.8336 |  |  |  |  | 52.1422 |  |  |  | 50.87 | [5 empty] | 0.30853 |  |  |  |  | 0.81841 |  |  |  |  | 138.8974 |  |  |  | 32.0875 | [9 empty] | % 60HZ AMPS: | 81.57% |  |  |  | 88.11% |  |  |  | 135% | [7 empty] | VCAP, PEAK CAP VOLTAGE: | 11.4268 |  |  | kV |  |  | Branch 1 | Branch 2 | Branch 3 | Branch 4 | Branch 5 | [7 empty] | 8.6 | 3.83572763449324+11.4663024083291i | 1.40339760732136+2.91698529876774i | 0.363794584091145-2.39862002825898i | 0.220947107637601-3.42817826426841i | 29779.3790059545-1352002.44302456i | 1.3804863334928-1.95690338724745i | 0.0143880322809015+3.09342694039383i | 4.10614743065178-0.304296682394041i | 8.6 | 2.3948 | 3.0935 | 4.1174 | -0.0921929491450695-1.32780698717818i | 8.6 | 1.331 | 1.09219294914507+1.32780698717818i | 8.6 | 1.7193
Branch 5: |  |  |  |  | 15550090 |  |  |  |  | 15604083.3681 |  |  |  | 0 | [5 empty] | 53993.3681 |  |  |  |  | 143221.857 |  |  |  |  | 0.00046299 |  |  |  | 7343098.0556 | [9 empty] | % 60HZ KVAR: | 54.09% |  |  |  | 65.19% |  |  |  | 135% | [7 empty] | ICAP RMS CURRENT: | 155.8135 |  |  | amps |  |  | 197.6139 | 184.9198 | 171.908 | 168.3134 | 0.00071517 | [7 empty] | 8.8 | 4.00691097182699+11.984005231631i | 1.46734437492413+3.25769682077659i | 0.380541366154668-2.17661908563825i | 0.231125195407358-3.22996706406544i | 31149.4333582742-1300099.99063094i | 1.01261558874725-1.78703214365252i | 0.0143880322809015+3.16536710179833i | 3.45463238265651-1.54045453486852i | 8.8 | 2.054 | 3.1654 | 3.7825 | -0.481688255701233-1.09357392602655i | 8.8 | 1.195 | 1.48168825570123+1.09357392602655i | 8.8 | 1.8415
[16 empty] | Fundamental Current Design Margin for Reactors: | 1.5 | [11 empty] | Total: | 555.5901 |  |  | amps | [27 empty] | QCAPACITOR (1-phase): | 1028.9925 |  |  | kvar | [14 empty] | 9 | 4.18129651347652+12.4929346177502i | 1.53261807652911+3.59152356108097i | 0.397657722064445-1.96087082999968i | 0.241530536780893-3.0379389563905i | 32550.4521548395-1250036.37233682i | 0.776293571744559-1.58214929714986i | 0.0143880322809015+3.23730726320284i | 2.43126147989528-1.93982634118715i | 9 | 1.7623 | 3.2373 | 3.1103 | -0.595860224074242-0.753661774329171i | 9 | 0.96076 | 1.59586022407424+0.753661774329172i | 9 | 1.7649
[16 empty] | Harmonic Current Design Margin for Reactors: | 1.5 | [16 empty] | RMS Current Design Margin for Resistors: | 1.5 | [44 empty] | 9.2 | 4.35883913646647+12.9934665114761i | 1.59920945094284+3.91885814463499i | 0.41514262314072-1.75097731807328i | 0.252162680095651-2.85169580232028i | 33982.3995062972-1201692.19475648i | 0.624622788387703-1.38238660871364i | 0.0143880322809015+3.30924742460735i | 1.66788253241848-1.82569047162278i | 9.2 | 1.517 | 3.3093 | 2.4728 | -0.549491833261509-0.506395691719054i | 9.2 | 0.74725 | 1.54949183326151+0.506395691719054i | 9.2 | 1.6301
[68 empty] | Reactor R | [11 empty] | 9.4 | 4.53949320536088+13.4859426810685i | 1.66710908222847+4.24005885946278i | 0.432995020013631-1.54657466781801i | 0.263021164303706-2.67087345094327i | 35445.2387523874-1154958.23679775i | 0.526185973649094-1.19851020022641i | 0.0143880322809015+3.38118758601186i | 1.19461720570747-1.56421631766618i | 9.4 | 1.3089 | 3.3812 | 1.9682 | -0.461111538082846-0.355275080972183i | 9.4 | 0.5821 | 1.46111153808285+0.355275080972183i | 9.4 | 1.5037
|  | Info@VarStec.com | [34 empty] | Rev Date: 6-1-2026 |  | Info@VarStec.com | [26 empty] | 2 ¦ P a g e | [13 empty] | 9.6 | 4.72321259933676+13.9706743911479i | 1.73630740291055+4.55545325212007i | 0.45121384277838-1.34732950895456i | 0.274105519021222-2.49513819840602i | 36938.9324642764-1109734.39001509i | 0.462114835172058-1.03141460437857i | 0.0143880322809015+3.45312774741636i | 0.90758391854206-1.29486391978822i | 9.6 | 1.1302 | 3.4532 | 1.5813 | -0.373881304234726-0.264387361718574i | 9.6 | 0.45792 | 1.37388130423473+0.264387361718574i | 9.6 | 1.3991
[80 empty] | 9.8 | 4.90995073924958+14.4479456258093i | 1.80679469721401+4.86534128309074i | 0.469798001153079-1.1529358681027i | 0.285415264578847-2.32418368053564i | 38463.4424469352-1065928.72871464i | 0.421314079531089-0.879126426094213i | 0.0143880322809015+3.52506790882087i | 0.729963631865501-1.05330958951368i | 9.8 | 0.97487 | 3.5251 | 1.2815 | -0.297955294866826-0.208294036103241i | 9.8 | 0.36354 | 1.29795529486682+0.208294036103241i | 9.8 | 1.3146
[80 empty] | 10 | 5.09966061466208+14.9180159248185i | 1.87856110433588+5.16999810371866i | 0.488746384639266-0.96311242767871i | 0.296949912073012-2.15772813833812i | 40018.7297415652-1023456.69164609i | 0.397313339818345-0.739155835209074i | 0.0143880322809015+3.59700807022538i | 0.617842485482745-0.843325429151151i | 10 | 0.83917 | 3.597 | 1.0454 | -0.2337611118306-0.172700710083995i | 10 | 0.29064 | 1.2337611118306+0.172700710083995i | 10 | 1.2458
[80 empty] | 10.2 | 5.29229481081215+15.381122885897i | 1.95159662174714+5.46967650660692i | 0.50805786268505-0.77760010725271i | 0.308708963418148-1.99551200519349i | 41604.7546280705-982240.359965418i | 0.386490088811839-0.609256452156301i | 0.0143880322809015+3.66894823162989i | 0.547149218382731-0.660704152477476i | 10.2 | 0.7215 | 3.669 | 0.85785 | -0.179492404927684-0.149833610667981i | 10.2 | 0.23381 | 1.17949240492768+0.149833610667981i | 10.2 | 1.189
[80 empty] | 10.4 | 5.48780553549301+15.8374843779452i | 2.0258911085232+5.76460909343436i | 0.527731284850819-0.59615992395849i | 0.320691911399793-1.83729577244257i | 43221.4766275755-942207.818509089i | 0.387130904941757-0.48769271047179i | 0.0143880322809015+3.74088839303439i | 0.504747907856543-0.500218359787955i | 10.4 | 0.62267 | 3.7409 | 0.71063 | -0.133195540330949-0.135439573801217i | 10.4 | 0.18996 | 1.13319554033095+0.135439573801217i | 10.4 | 1.1413
[80 empty] | 10.6 | 5.68614464582151+16.28730050329i | 2.1014342887007+6.05501019749616i | 0.547765480977484-0.418571095100051i | 0.332898239728585-1.6828580965967i | 44868.8545049882-903292.5893762i | 0.398977896462218-0.373442636265571i | 0.0143880322809015+3.8128285544389i | 0.483705474625237-0.357524837383895i | 10.6 | 0.54648 | 3.8129 | 0.60149 | -0.0932888703382668-0.127214667792607i | 10.6 | 0.15775 | 1.09328887033827+0.127214667792608i | 10.6 | 1.1007
| Harmonic Filter Design - 5-Branch Harmonic Filter System | [36 empty] | Harmonic Filter Design - 5-Branch Harmonic Filter System | [41 empty] | 10.8 | 5.88726367486961+16.7307553413971i | 2.17821575465925+6.34107759275904i | 0.568159261357215-0.244629351559301i | 0.345327423095127-1.53199411684916i | 46546.8462716098-865433.128445322i | 0.423027148076696-0.266579148017183i | 0.0143880322809015+3.88476871584341i | 0.480911507562118-0.229763215380308i | 10.8 | 0.50002 | 3.8848 | 0.53298 | -0.0586853300778937-0.124011468693343i | 10.8 | 0.1372 | 1.05868533007789+0.124011468693343i | 10.8 | 1.0659
[80 empty] | 11 | 6.09111385813607+17.1680185017799i | 2.25622497052535+6.6229940165871i | 0.588911416906604-0.0741454351762503i | 0.357978927225738-1.38451395612238i | 48255.409187788-828572.376816373i | 0.461302705166578-0.169078797843227i | 0.0143880322809015+3.95670887724792i | 0.49583475372763-0.116106591647472i | 11 | 0.49131 | 3.9567 | 0.50925 | -0.0288881614223983-0.1254199924539i | 11 | 0.1287 | 1.0288881614224+0.1254199924539i | 11 | 1.0365
| Branch 5 | [36 empty] | Table of Voltages** | [41 empty] | 11.2 | 6.29764615983412+17.5992465098678i | 2.33545127559709+6.90092852942209i | 0.610020719342238+0.0930562428947699i | 0.370852208939015-1.24024138270967i | 49994.4997656162-792657.360311581i | 0.51597173085355-0.0863044217952876i | 0.0143880322809015+4.02864903865242i | 0.529487482319586-0.0188454321809513i | 11.2 | 0.52314 | 4.0287 | 0.52982 | -0.0042084056077615-0.131445561009319i | 11.2 | 0.13151 | 1.00420840560776+0.131445561009319i | 11.2 | 1.0128
[8 empty] | At Nominal Voltage |  |  |  |  | At Nominal 110% Voltage | [13 empty] | ICAPACITOR UNIT CURRENT: | [5 empty] | 0.00015433 |  |  | amps | [24 empty] | Voltage at Incoming Bus | [18 empty] | 11.4 | 6.50681129897462+18.0245840462746i | 2.41588388778767+7.17503773143162i | 0.631485921358596+0.257138802621149i | 0.383946716203263-1.09901261278893i | 51764.0737716763-757638.831133806i | 0.586297914343219-0.0287924555160882i | 0.0143880322809015+4.10058920005693i | 0.582253528736691+0.0548283277974433i | 11.4 | 0.587 | 4.1006 | 0.58483 | 0.0138688904689036-0.141943987631056i | 11.4 | 0.14262 | 0.986131109531097+0.141943987631056i | 11.4 | 0.99629
| Design Parameter | [17 empty] | Rated Duty |  |  |  |  | I MINIMUM CAPACITOR FUSE RATING: | [8 empty] | 0.00027779 |  |  | amps |  | Harm # |  |  | VL1 |  | VL2 |  | VL3 |  | VL4 | VL5 | VR1 |  | VR2 | VR3 | VR4 | VR5 | VC1 |  | VC2 | VC3 | VC4 | VC5 | [19 empty] | 11.6 | 6.71855977522093+18.4441650570814i | 2.49751190708526+7.44546685337744i | 0.653305756808283+0.41825397136276i | 0.397261888194788-0.960675236806499i | 53564.0862298268-723470.946594165i | 0.661536332134583-0.0110607048119347i | 0.0143880322809015+4.17252936146144i | 0.648325253941267+0.0919265636917617i | 11.6 | 0.66163 | 4.1726 | 0.65481 | 0.0225668989302811-0.155301617924149i | 11.6 | 0.15693 | 0.977433101069718+0.155301617924149i | 11.6 | 0.98969
[7 empty] | % RATED VOLTS: | 72.71% |  |  |  |  | 79.95% | [5 empty] | 110% | [12 empty] | VCAP FUNDAMENTAL VOLTAGE: | 7.2246 |  |  | kV |  |  |  |  | amps |  | amps |  | amps |  | amps | amps | volts |  | amps | volts | amps | volts | amps |  | volts | amps | amps | amps | Volts |  |  | %Vthd | [15 empty] | 11.8 | 6.93284189449617+18.8581137503684i | 2.58032431902827+7.71235073661924i | 0.675478940884481+0.576543050707969i | 0.410797155356937-0.82508725503561i | 55394.4914240328-690110.980510886i | 0.714052122891157-0.039320338632227i | 0.0143880322809015+4.24446952286595i | 0.706686879507088+0.0802852173436177i | 11.8 | 0.71513 | 4.2445 | 0.71123 | 0.0194794227105625-0.166429893097061i | 11.8 | 0.16757 | 0.980520577289438+0.166429893097062i | 11.8 | 0.99454
[7 empty] | % CREST VOLTAGE: | 83.66% |  |  |  |  | 90.91% | [5 empty] | 120% | [12 empty] | VCAP RMS VOLTAGE: | 7.2419 |  |  | kV |  | 1 |  |  | 299.8037 |  | 149.9405 |  | 59.9865 |  | 42.8491 | 24.9964 | 299.8187 |  | 149.948 | 59.9895 | 42.8512 | 24.9976 | 7499.3067 |  | 7349.5678 | 7259.6548 | 7242.5221 | 7224.673 | 7199.5579 |  |  | n/a | [15 empty] | 12 | 7.1496077943224+19.2665454921995i | 2.66430999819288+7.9758147151764i | 0.698004170305622+0.7321377866424i | 0.424551939460006-0.69211620957167i | 57255.2429012416-657519.063467773i | 0.712685240657017-0.0907924730492633i | 0.0143880322809015+4.31640968427045i | 0.72266907940915+0.0291748444019652i | 12 | 0.71845 | 4.3164 | 0.72326 | 0.00731705114133692-0.167399263344775i | 12 | 0.16756 | 0.992682948858662+0.167399263344775i | 12 | 1.0067
[7 empty] | % 60HZ AMPS: | 107% |  |  |  |  | 112% | [5 empty] | 135% | [12 empty] | VCAP, PEAK CAP VOLTAGE: | 11.7824 |  |  | kV |  | 2 |  |  | 0.19822 |  | 0.09261 |  | 0.035639 |  | 0.025274 | 0.014634 | 0.19822 |  | 0.092611 | 0.03564 | 0.025274 | 0.014634 | 1.2407 |  | 1.1354 | 1.0785 | 1.0681 | 1.0575 | 1.0429 |  |  | 0.01449% | [15 empty] | 12.2 | 7.36880746887126+19.6695676135323i | 2.74945771169202+8.23597541108218i | 0.720880123502225+0.88516115414278i | 0.438525653661927-0.56163840169821i | 59146.2934743001-625657.948620619i | 0.657569113564208-0.12215890178123i | 0.0143880322809015+4.38834984567496i | 0.679275394302296-0.020883539763195i | 12.2 | 0.66882 | 4.3884 | 0.6796 | -0.00425130343488542-0.154804558907921i | 12.2 | 0.15486 | 1.00425130343489+0.154804558907921i | 12.2 | 1.0161
[7 empty] | % 60HZ KVAR: | 56.37% |  |  |  |  | 67.42% | [5 empty] | 135% | [12 empty] | ICAP RMS CURRENT: | 0.00068298 |  |  | amps |  | 3 |  |  | 1.151 |  | 0.46272 |  | 0.16552 |  | 0.11589 | 0.06624 | 1.151 |  | 0.46272 | 0.16552 | 0.11589 | 0.06624 | 3.207 |  | 2.5233 | 2.2269 | 2.1773 | 2.1277 | 2.0615 |  |  | 0.02863% | [15 empty] | 12.4 | 7.5903907937095+20.0672801380542i | 2.83575612268298+8.49294145280703i | 0.744105460805821+1.03572806585737i | 0.452717702569729-0.43353818498529i | 61067.595224915-594492.800166968i | 0.580688123829318-0.110807430185652i | 0.0143880322809015+4.46029000707947i | 0.59969894326028-0.033503224460182i | 12.4 | 0.59117 | 4.4603 | 0.60063 | -0.00707765261782048-0.134475734941585i | 12.4 | 0.13466 | 1.00707765261782+0.134475734941585i | 12.4 | 1.016
[32 empty] | QCAPACITOR (1-phase): | 0.0035835 |  |  | kvar |  | 4 |  |  | 14.1747 |  | 3.9954 |  | 1.2613 |  | 0.86605 | 0.48559 | 14.1747 |  | 3.9954 | 1.2613 | 0.86605 | 0.48559 | 22.2639 |  | 12.2694 | 9.5497 | 9.1553 | 8.7754 | 8.29 |  |  | 0.1151% | [15 empty] | 12.6 | 7.8143075502192+20.4597764396687i | 2.92319379388275+8.74681412529413i | 0.767678824639955+1.18394601330742i | 0.467127482301794-0.30770732570521i | 63019.0995066563-563991.001961168i | 0.510244328293969-0.0643519532662436i | 0.0143880322809015+4.53223016848398i | 0.518100783618496-0.00608495519030031i | 12.6 | 0.51429 | 4.5323 | 0.51814 | -0.000979682382522607-0.114317865611302i | 12.6 | 0.11432 | 1.00097968238252+0.114317865611302i | 12.6 | 1.0075
[38 empty] | 5 |  |  | 1335.1787 |  | 173.6443 |  | 44.0376 |  | 29.3883 | 16.0432 | 1335.1814 |  | 173.6447 | 44.0377 | 29.3883 | 16.0432 | 1345.9006 |  | 341.7573 | 213.51 | 198.9132 | 185.5981 | 169.568 |  |  | 2.355% | [15 empty] | 12.8 | 8.04050744967772+20.8471438372781i | 3.01175919108823+8.99768795907703i | 0.791598839713191+1.32991564798976i | 0.481754380550851-0.18404442320322i | 65000.756948002-534121.984071355i | 0.456322933322025+0.00102310474395278i | 0.0143880322809015+4.60417032988849i | 0.451548367598722+0.0457513306510998i | 12.8 | 0.45632 | 4.6042 | 0.45386 | 0.0102433132040501-0.0980417652117168i | 12.8 | 0.098575 | 0.98975668679595+0.098041765211717i | 12.8 | 0.9946
[38 empty] | 7 |  |  | 187.8909 |  | 740.0987 |  | 63.098 |  | 38.0299 | 19.0652 | 187.8911 |  | 740.0995 | 63.0981 | 38.03 | 19.0652 | 97.3432 |  | 745.9895 | 156.3232 | 131.4738 | 112.6029 | 93.5697 |  |  | 1.3% | [15 empty] | 13 | 8.26894015697971+21.2294641335626i | 3.10144068670015+9.24565126503147i | 0.815864113214079+1.47373130885247i | 0.49659777664774-0.0624543837664402i | 67012.5174554254-504857.06534605i | 0.418360603428711+0.0736566306209464i | 0.0143880322809015+4.67611049129299i | 0.402265568761445+0.107897296910142i | 13 | 0.4248 | 4.6761 | 0.41648 | 0.0233386281405425-0.0859538654133104i | 13 | 0.089066 | 0.976661371859457+0.0859538654133104i | 13 | 0.98044
[38 empty] | 11 |  |  | 51.9858 |  | 68.8747 |  | 328.4215 |  | 97.5837 | 29.4923 | 51.9858 |  | 68.8747 | 328.4216 | 97.5837 | 29.4923 | 11.1422 |  | 28.4293 | 331.0144 | 137.0679 | 70.6755 | 41.3513 |  |  | 0.5744% | [15 empty] | 13.2 | 8.49955531398666+21.6068141036487i | 3.19222656324866+9.49078662052199i | 0.84047323500803+1.61548150183089i | 0.511657041625903+0.0571520576829498i | 69054.330216523-476169.310292565i | 0.392813166003732+0.147433627593806i | 0.0143880322809015+4.7480506526975i | 0.367078682952844+0.172372201494728i | 13.2 | 0.41957 | 4.7481 | 0.40554 | 0.0365377248014623-0.0772007301102993i | 13.2 | 0.085411 | 0.963462275198537+0.0772007301102994i | 13.2 | 0.96655
[38 empty] | 13 |  |  | 29.9332 |  | 35.8156 |  | 84.2345 |  | 203.1176 | 35.046 | 29.9332 |  | 35.8156 | 84.2346 | 203.1176 | 35.046 | 4.657 |  | 10.6623 | 60.9713 | 204.7177 | 60.2082 | 25.5459 |  |  | 0.3548% | [15 empty] | 13.4 | 8.73230256248909+21.9792659388614i | 3.28410501691855+9.73317131201057i | 0.865424777836044+1.75524933645233i | 0.526931538286601+0.17485877306672i | 71126.1437031837-448033.398771721i | 0.376263597792346+0.219645377910863i | 0.0143880322809015+4.81999081410201i | 0.342234705541497+0.2355268339742i | 13.4 | 0.43568 | 4.82 | 0.41545 | 0.0490760940107459-0.0708566904562202i | 13.4 | 0.086192 | 0.950923905989255+0.0708566904562203i | 13.4 | 0.95356
[38 empty] | 17 |  |  | 54.8513 |  | 60.2693 |  | 85.4368 |  | 117.671 | 399.2972 | 54.8513 |  | 60.2693 | 85.4368 | 117.671 | 399.2973 | 5.1568 |  | 10.6809 | 36.4365 | 69.7309 | 402.4338 | 50.147 |  |  | 0.6965% | [15 empty] | 13.6 | 8.96713156676718+22.3468876501405i | 3.37706416107302+9.97287773860544i | 0.890717297515265+1.89311292392865i | 0.542420621264842+0.29074463821038i | 73227.9056747987-420425.507189837i | 0.366123865951834+0.289282963337807i | 0.0143880322809015+4.89193097550652i | 0.324749544748643+0.295964530872271i | 13.6 | 0.46662 | 4.892 | 0.43938 | 0.0606952775073206-0.0662062201527762i | 13.6 | 0.089817 | 0.939304722492679+0.0662062201527763i | 13.6 | 0.94164
[38 empty] | 19 |  |  | 50.5951 |  | 54.4436 |  | 70.4592 |  | 87.4666 | 205.8834 | 50.5951 |  | 54.4436 | 70.4592 | 87.4666 | 205.8834 | 3.8798 |  | 7.8049 | 24.1633 | 41.6286 | 166.4335 | 47.1207 |  |  | 0.6545% | [15 empty] | 13.8 | 9.20399203573796+22.7097434351761i | 3.47109202977329+10.2099737805026i | 0.916349333141299+2.02914574064325i | 0.558123637096023+0.40488389538131i | 75359.5631815128-393323.200021276i | 0.36057538396931+0.356108060325584i | 0.0143880322809015+4.96387113691102i | 0.312499500327013+0.353321387648049i | 13.8 | 0.50678 | 4.9639 | 0.47169 | 0.071360476024124-0.0627479551550617i | 13.8 | 0.095024 | 0.928639523975877+0.0627479551550618i | 13.8 | 0.93076
| Table of Currents* | [36 empty] | 23 |  |  | 44.9082 |  | 47.1313 |  | 55.3309 |  | 62.5595 | 92.4387 | 44.9082 |  | 47.1313 | 55.3309 | 62.5596 | 92.4387 | 2.4486 |  | 4.7203 | 13.0826 | 20.4707 | 51.2213 | 42.8033 |  |  | 0.5945% | [15 empty] | 14 | 9.4428337446757+23.0678940128593i | 3.56617658129309+10.4445231358256i | 0.942319407292181+2.16341696049256i | 0.574039924283232+0.51734648475742i | 77521.0625675132-366705.33062883i | 0.358366539931428+0.420206079331363i | 0.0143880322809015+5.03581129831553i | 0.304022455018841+0.407668806527079i | 14 | 0.55227 | 5.0358 | 0.50855 | 0.0811257775439675-0.0601403024799658i | 14 | 0.10099 | 0.918874222456033+0.0601403024799658i | 14 | 0.92084
[38 empty] | 25 |  |  | 25.0067 |  | 26.0387 |  | 29.7108 |  | 32.7844 | 44.1195 | 25.0067 |  | 26.0387 | 29.7108 | 32.7844 | 44.1195 | 1.1798 |  | 2.236 | 5.9802 | 9.1183 | 20.7442 | 24.0146 |  |  | 0.3336% |  |  |  | Reactor Losses | [5 empty] | Resistor Losss | [5 empty] | 14.2 | 9.6836065564953+23.4213969282346i | 3.66230570162576+10.6765856289712i | 0.968626026234083+2.295991759153i | 0.590168813365269+0.62819834788919i | 79712.3494743602-340551.950465028i | 0.358634763606508+0.481782369083333i | 0.0143880322809015+5.10775145972004i | 0.298315001595297+0.459240953712365i | 14.2 | 0.60061 | 5.1078 | 0.54763 | 0.0900743958674023-0.0581506384212662i | 14.2 | 0.10721 | 0.909925604132598+0.0581506384212661i | 14.2 | 0.91178
| Harm # |  |  | IL1 |  | IL2 |  | IL3 |  | IL4 |  | IL5 | IR1 |  | IR2 |  | IR3 |  | IR4 |  | IR5 |  | IC1 |  | IC2 |  | IC3 |  | IC4 |  | IC5 |  | Total Injected Filter Current |  |  |  |  | 29 |  |  | 23.8313 |  | 24.5469 |  | 26.9741 |  | 28.8741 | 35.0194 | 23.8313 |  | 24.5469 | 26.9741 | 28.8741 | 35.0194 | 0.87516 |  | 1.6108 | 4.0867 | 6.0242 | 12.3054 | 23.1286 |  |  | 0.3213% |  |  |  | Reactor 1 | Reactor 2 | Reactor 3 | Reactor 4 | Reactor 5 |  |  | Resistor 1 | Resistor 2 | Resistor 3 | Resistor 4 | Resistor 5 | 14.4 | 9.92626044258715+23.7703068307963i | 3.75946720798299+10.9062174932264i | 0.995267680128571+2.42693159300184i | 0.606509626985275+0.737501705878i | 81933.3688443555-314844.225839601i | 0.360779004280879+0.541072593922183i | 0.0143880322809015+5.17969162112455i | 0.294681910655418+0.508315517129593i | 14.4 | 0.65032 | 5.1797 | 0.58756 | 0.0982935253216123-0.0566187490861505i | 14.4 | 0.11343 | 0.901706474678388+0.0566187490861506i | 14.4 | 0.90348
|  |  |  | amps |  | amps |  | amps |  | amps |  | amps | volts |  | amps |  | volts |  | amps |  | volts |  | amps |  | volts |  | amps |  | amps |  | amps | [6 empty] | 31 |  |  | 19.2314 |  | 19.733 |  | 21.4063 |  | 22.6869 | 26.6642 | 19.2314 |  | 19.733 | 21.4063 | 22.6869 | 26.6642 | 0.63305 |  | 1.1502 | 2.8579 | 4.1635 | 8.2249 | 18.7351 |  |  | 0.2602% |  |  | R of reactor | 0.021596 | 0.010798 | 0.0043193 | 0.0030852 | 539.9067 |  | R | 86.3894 | 60.4726 | 38.0113 | 32.0875 | 7343098.0556 | 14.6 | 10.1707455031949+24.1146757286565i | 3.85764885228269+11.1334716301155i | 1.02224284324143+2.55629445512253i | 0.623061679960052+0.8453153146952i | 84184.0649239507-289564.361527707i | 0.364374049024685+0.598305325121535i | 0.0143880322809015+5.25163178252905i | 0.292634196197046+0.555164151841972i | 14.6 | 0.70053 | 5.2517 | 0.62757 | 0.105864565393148-0.0554324875520069i | 14.6 | 0.1195 | 0.894135434606851+0.055432487552007i | 14.6 | 0.89585
| 1 |  |  | 138.815 |  | 138.8509 |  | 138.8746 |  | 138.8797 |  | 0.00046295 | 3.4705 |  | 2.4796 |  | 1.5782 |  | 1.3354 |  | 3.4042e-06 |  | 138.8931 |  | 138.8978 |  | 138.8993 |  | 138.8995 |  | 0.000463 |  | 555.5901 |  |  |  |  | 35 |  |  | 14.5474 |  | 14.8417 |  | 15.8 |  | 16.5099 | 18.5949 | 14.5474 |  | 14.8417 | 15.8 | 16.5099 | 18.5949 | 0.39455 |  | 0.70017 | 1.6797 | 2.4034 | 4.5301 | 14.2529 |  |  | 0.198% |  |  | 1 | 416.1518 | 208.1833 | 83.3018 | 59.5057 | 0.00011572 |  | 1 | 1040.5355 | 371.8116 | 94.6753 | 57.2256 | 8.5098e-05 | 14.8 | 10.4170119873261+24.4545532208426i | 3.95683832462497+11.3583978476742i | 1.04954997415298+2.68413511056182i | 0.639824279350012+0.95169469980403i | 86464.3812671926-264695.530571636i | 0.369114044666667+0.653688143632959i | 0.0143880322809015+5.32357194393356i | 0.291822028899929+0.600034018660007i | 14.8 | 0.7507 | 5.3236 | 0.66723 | 0.11286000159951-0.0545119327042037i | 14.8 | 0.12534 | 0.88713999840049+0.0545119327042036i | 14.8 | 0.88881
| 2 |  |  | 0.04589 |  | 0.04288 |  | 0.041254 |  | 0.040959 |  | 1.3552e-07 | 0.0022945 |  | 0.0015315 |  | 0.00093761 |  | 0.00078767 |  | 1.9929e-09 |  | 0.045959 |  | 0.042915 |  | 0.04127 |  | 0.04097 |  | 1.3554e-07 |  | 0.17111 |  |  |  |  | 37 |  |  | 3.8432 |  | 3.9125 |  | 4.136 |  | 4.2997 | 4.7707 | 3.8432 |  | 3.9125 | 4.136 | 4.2997 | 4.7707 | 0.095617 |  | 0.16787 | 0.3966 | 0.56342 | 1.0438 | 3.7736 |  |  | 0.05241% |  |  | 2 | 4.5479e-05 | 1.9855e-05 | 7.351e-06 | 5.1757e-06 | 9.9152e-12 |  | 2 | 0.00045483 | 0.00014183 | 3.3416e-05 | 1.9908e-05 | 2.9165e-11 | 15 | 10.6650103121883+24.7899867097473i | 4.05702325675449+11.5810430796101i | 1.07718751596989+2.81050531277472i | 0.656796724529735+1.05669237201617i | 88774.2607392083-240221.809698094i | 0.374775276183918+0.707404095623242i | 0.0143880322809015+5.39551210533807i | 0.29199074974272+0.643142890954631i | 15 | 0.80055 | 5.3955 | 0.70632 | 0.119343065387969-0.0537990893539526i | 15 | 0.13091 | 0.880656934612031+0.0537990893539527i | 15 | 0.8823
| 3 |  |  | 0.17765 |  | 0.14283 |  | 0.12773 |  | 0.12521 |  | 4.0894e-07 | 0.013324 |  | 0.0076517 |  | 0.0043545 |  | 0.0036118 |  | 9.0207e-09 |  | 0.17819 |  | 0.14306 |  | 0.12782 |  | 0.12527 |  | 4.0907e-07 |  | 0.57425 |  |  |  |  | Total RMS |  |  | 1386.0241 |  | 785.5868 |  | 377.0113 |  | 288.1856 | 466.8699 | 1386.03 |  | 785.5891 | 377.012 | 288.186 | 466.87 | 7619.7919 |  | 7395.3182 | 7272.4235 | 7251.1324 | 7241.8696 | 7202.904 |  |  | 3.049% |  |  | 3 | 0.00068154 | 0.00022029 | 7.0471e-05 | 4.8366e-05 | 9.0289e-11 |  | 3 | 0.015336 | 0.0035406 | 0.00072077 | 0.00041858 | 5.9753e-10 | 15.2 | 10.9146910821438+25.1210215955347i | 4.15819122550734+11.8014515871052i | 1.10515389653829+2.93545400298988i | 0.673978307259153+1.16035802631115i | 91113.6455197264-216128.119833759i | 0.38119142552215+0.759612488200173i | 0.0143880322809015+5.46745226674258i | 0.29295181855798+0.684679911845107i | 15.2 | 0.84989 | 5.4675 | 0.74472 | 0.125368463661999-0.0532511302982561i | 15.2 | 0.13621 | 0.874631536338001+0.0532511302982562i | 15.2 | 0.87625
| 4 |  |  | 1.6408 |  | 0.92498 |  | 0.73002 |  | 0.70175 |  | 2.2484e-06 | 0.16408 |  | 0.06607 |  | 0.033183 |  | 0.02699 |  | 6.6129e-08 |  | 1.6494 |  | 0.9275 |  | 0.73086 |  | 0.70233 |  | 2.2495e-06 |  | 3.9978 | [33 empty] | 4 | 0.058141 | 0.0092388 | 0.0023019 | 0.0015193 | 2.7293e-09 |  | 4 | 2.3258 | 0.26398 | 0.041855 | 0.023375 | 3.2111e-08 | 15.4 | 11.1660051071747+25.4477014541308i | 4.26032975624161+12.0196651448329i | 1.13344752865834+3.05902749404751i | 0.691368311755328+1.26273872516731i | 93482.4771066354-192400.171255685i | 0.38823691732543+0.810451297347422i | 0.0143880322809015+5.53939242814708i | 0.294563386928593+0.724808449214039i | 15.4 | 0.89864 | 5.5394 | 0.78238 | 0.130983436050575-0.0528359015575893i | 15.4 | 0.14124 | 0.869016563949426+0.0528359015575892i | 15.4 | 0.87062
| 5 |  |  | 123.6428 |  | 32.1603 |  | 20.3903 |  | 19.0503 |  | 5.9426e-05 | 15.4554 |  | 2.8715 |  | 1.1585 |  | 0.91588 |  | 2.1848e-06 |  | 124.6357 |  | 32.294 |  | 20.4255 |  | 19.0741 |  | 5.9471e-05 |  | 154.2431 |  |  |  |  | ** Calculated voltage is current injection multiplied by filter impedance at each harmonic (does not include source impedance). | [28 empty] | 5 | 330.1541 | 11.1683 | 1.7958 | 1.1197 | 1.9067e-06 |  | 5 | 20635.7432 | 498.614 | 51.0195 | 26.9162 | 3.5051e-05 | 15.6 | 11.4189034208551+25.7700682002543i | 4.36342632624924+12.2357232125996i | 1.16206681030003+3.18126964010365i | 0.70896601476481+1.3638790677944i | 95880.6963195807-169024.412960576i | 0.395815545143765+0.860039976019662i | 0.0143880322809015+5.61133258955159i | 0.29671711468813+0.763669485996815i | 15.6 | 0.94675 | 5.6114 | 0.81929 | 0.13622882998017-0.0525288859964618i | 15.6 | 0.14601 | 0.86377117001983+0.0525288859964619i | 15.6 | 0.86537
| 7 |  |  | 12.4282 |  | 97.9087 |  | 20.8683 |  | 17.6086 |  | 5.0443e-05 | 2.1749 |  | 12.2386 |  | 1.66 |  | 1.1852 |  | 2.5963e-06 |  | 12.6201 |  | 98.688 |  | 20.9366 |  | 17.6501 |  | 5.0514e-05 |  | 111.0536 | [33 empty] | 7 | 3.3357 | 103.5121 | 1.881 | 0.9566 | 1.3738e-06 |  | 7 | 408.6506 | 9057.7798 | 104.7415 | 45.073 | 4.95e-05 | 15.8 | 11.6733372978226+26.0881622367999i | 4.46746836814844+12.4496630938814i | 1.19101012482023+3.30222199345188i | 0.726770685636567+1.46382134651673i | 98308.2433035968-145987.985879044i | 0.403852584354583+0.908482151276131i | 0.0143880322809015+5.6832727509561i | 0.299329082530062+0.801384892105533i | 15.8 | 0.9942 | 5.6833 | 0.85546 | 0.141140075677835-0.0523111185390609i | 15.8 | 0.15052 | 0.858859924322165+0.052311118539061i | 15.8 | 0.86045
| 11 |  |  | 2.1882 |  | 5.7982 |  | 69.1208 |  | 28.7529 |  | 4.9656e-05 | 0.60176 |  | 1.1389 |  | 8.6401 |  | 3.0412 |  | 4.0163e-06 |  | 2.27 |  | 5.9101 |  | 69.6665 |  | 28.9161 |  | 4.9822e-05 |  | 84.1649 |  |  |  |  | 📐 SIMPLIFIED ONE-LINE DIAGRAM | [28 empty] | 11 | 0.10341 | 0.36303 | 20.636 | 2.5506 | 1.3313e-06 |  | 11 | 31.283 | 78.4443 | 2837.595 | 296.7694 | 0.00011845 | 16 | 11.9292582707477+26.4020225917606i | 4.5724432732548+12.6615200823959i | 1.22027584118091+3.42192394959019i | 0.74478158639549+1.56260569143123i | 100765.057532774-123278.679598653i | 0.412289234993077+0.95586802236893i | 0.0143880322809015+5.75521291236061i | 0.302333426443693+0.838060337660845i | 16 | 1.041 | 5.7552 | 0.89093 | 0.145748027298367-0.0521677310108235i | 16 | 0.1548 | 0.854251972701633+0.0521677310108235i | 16 | 0.85584
| 13 |  |  | 1.0661 |  | 2.5513 |  | 15.0009 |  | 50.6409 |  | 4.9929e-05 | 0.34649 |  | 0.59226 |  | 2.216 |  | 6.3301 |  | 4.7726e-06 |  | 1.1213 |  | 2.6196 |  | 15.1654 |  | 51.0399 |  | 5.016e-05 |  | 60.1371 | [33 empty] | 13 | 0.024547 | 0.070285 | 0.97194 | 7.912 | 1.3459e-06 |  | 13 | 10.3716 | 21.2122 | 186.6671 | 1285.7589 | 0.00016726 | 16.2 | 12.1866181467941+26.7116870437523i | 4.6783383949299+12.8713275977381i | 1.24986231416856+3.54041288154853i | 0.762997971816408+1.66027020435367i | 103251.077813965-100884.892292204i | 0.42107863848549+1.00227642067559i | 0.0143880322809015+5.82715307376511i | 0.305677803455046+0.873787793360211i | 16.2 | 1.0871 | 5.8272 | 0.92571 | 0.150079671937021-0.0520869193666806i | 16.2 | 0.15886 | 0.849920328062979+0.0520869193666807i | 16.2 | 0.85151
| 17 |  |  | 1.494 |  | 3.283 |  | 11.635 |  | 22.4346 |  | 0.00043502 | 0.63493 |  | 0.99664 |  | 2.2477 |  | 3.6672 |  | 5.4377e-05 |  | 1.6236 |  | 3.4315 |  | 11.8514 |  | 22.7345 |  | 0.00043843 |  | 39.6228 | [33 empty] | 17 | 0.048201 | 0.11639 | 0.58471 | 1.5528 | 0.00010217 |  | 17 | 34.8268 | 60.0667 | 192.0335 | 431.5225 | 0.021713 | 16.4 | 12.4453690235715+27.0171922371129i | 4.78514105190614+13.079117311012i | 1.27976788461463+3.65772426439296i | 0.781419089498675+1.7568510829672i | 105766.24229052-78795.5935778901i | 0.430182970955115+1.04777656431276i | 0.0143880322809015+5.89909323516962i | 0.309320105651626+0.908647648210539i | 16.4 | 1.1326 | 5.8991 | 0.95985 | 0.154158722600891-0.0520591983770591i | 16.4 | 0.16271 | 0.845841277399109+0.0520591983770592i | 16.4 | 0.84744
| 19 |  |  | 1.233 |  | 2.6535 |  | 8.5853 |  | 14.9206 |  | 0.00020069 | 0.58566 |  | 0.9003 |  | 1.8536 |  | 2.7259 |  | 2.8038e-05 |  | 1.3653 |  | 2.8025 |  | 8.784 |  | 15.169 |  | 0.00020265 |  | 28.1045 | [33 empty] | 19 | 0.032831 | 0.076032 | 0.31836 | 0.68684 | 2.1746e-05 |  | 19 | 29.6317 | 49.0157 | 130.6056 | 238.4235 | 0.0057725 | 16.6 | 12.7054633045739+27.3185737874433i | 4.89283853158612+13.2849192612935i | 1.30999087961702+3.77389179073524i | 0.800044179941242+1.85238273599961i | 108310.488446065-57000.29006396i | 0.439571300857665+1.09242957497791i | 0.0143880322809015+5.97103339657413i | 0.313226048317161+0.942710512444925i | 16.6 | 1.1776 | 5.9711 | 0.99338 | 0.15800611607417-0.0520768568129118i | 16.6 | 0.16637 | 0.84199388392583+0.0520768568129118i | 16.6 | 0.8436
| 23 |  |  | 0.90406 |  | 1.8976 |  | 5.5694 |  | 8.8158 |  | 7.4436e-05 | 0.51983 |  | 0.77938 |  | 1.4556 |  | 1.9497 |  | 1.2589e-05 |  | 1.0431 |  | 2.0518 |  | 5.7571 |  | 9.0297 |  | 7.5499e-05 |  | 17.8495 | [33 empty] | 23 | 0.017651 | 0.038884 | 0.13398 | 0.23978 | 2.9915e-06 |  | 23 | 23.3449 | 36.7334 | 80.5421 | 121.9696 | 0.0011637 | 16.8 | 12.9668537141054+27.6158663783877i | 5.0014180933157+13.4887619636872i | 1.34052961276257+3.88894747799673i | 0.818872476618248+1.94689789017672i | 110883.753108307-35488.993354185i | 0.449218051996742+1.13628981051296i | 0.0143880322809015+6.04297355797864i | 0.317367417196989+0.976038769048995i | 16.8 | 1.2219 | 6.043 | 1.0263 | 0.161640433973946-0.0521335608028795i | 16.8 | 0.16984 | 0.838359566026054+0.0521335608028794i | 16.8 | 0.83998
| 25 |  |  | 0.46314 |  | 0.96451 |  | 2.7513 |  | 4.2504 |  | 3.2685e-05 | 0.28946 |  | 0.43059 |  | 0.78163 |  | 1.0217 |  | 6.0083e-06 |  | 0.54626 |  | 1.0564 |  | 2.8605 |  | 4.3718 |  | 3.3235e-05 |  | 8.8133 | [33 empty] | 25 | 0.0046324 | 0.010045 | 0.032696 | 0.055735 | 5.7679e-07 |  | 25 | 7.2386 | 11.2119 | 23.2228 | 33.4965 | 0.00026508 | 17 | 13.2294933116912+27.9091038503718i | 5.11086697162892+13.6906725096628i | 1.37138238435047+4.00292176810563i | 0.837903206055128+2.04042768962934i | 113485.972452874-14252.190311509i | 0.459101995374648+1.17940596753782i | 0.0143880322809015+6.11491371938314i | 0.321720856145521+1.0086878681169i | 17 | 1.2656 | 6.1149 | 1.0588 | 0.165078252302367-0.0522240737281794i | 17 | 0.17314 | 0.834921747697633+0.0522240737281794i | 17 | 0.83655
| 29 |  |  | 0.3805 |  | 0.78384 |  | 2.1534 |  | 3.2271 |  | 2.2365e-05 | 0.27586 |  | 0.40592 |  | 0.70963 |  | 0.89986 |  | 4.769e-06 |  | 0.47005 |  | 0.88284 |  | 2.2675 |  | 3.3505 |  | 2.2869e-05 |  | 6.9447 | [33 empty] | 29 | 0.0031266 | 0.0066345 | 0.020028 | 0.032129 | 2.7006e-07 |  | 29 | 6.5741 | 9.9641 | 19.1417 | 25.9825 | 0.00016701 | 17.2 | 13.4933355059736+28.1983192819511i | 5.22117237946456+13.8906766602991i | 1.4025474816165+4.11584362024298i | 0.857135587905116+2.1330017883672i | 116117.082007198+6719.18460394908i | 0.469205592367224+1.22182182085823i | 0.0143880322809015+6.18685388078765i | 0.326267033446408+1.04070728651182i | 17.2 | 1.3088 | 6.1869 | 1.0907 | 0.168334412701816-0.0523440570478186i | 17.2 | 0.17628 | 0.831665587298184+0.0523440570478185i | 17.2 | 0.83331
| 31 |  |  | 0.28724 |  | 0.58947 |  | 1.5986 |  | 2.372 |  | 1.593e-05 | 0.22261 |  | 0.32631 |  | 0.56315 |  | 0.70703 |  | 3.6312e-06 |  | 0.36346 |  | 0.67385 |  | 1.6951 |  | 2.4753 |  | 1.634e-05 |  | 5.185 | [33 empty] | 31 | 0.0017819 | 0.0037521 | 0.011038 | 0.017358 | 1.3702e-07 |  | 31 | 4.2812 | 6.4391 | 12.055 | 16.0404 | 9.6822e-05 | 17.4 | 13.758334068094+28.4835450643677i | 5.33232151135199+14.0887989329977i | 1.43402317895819+4.22774059719663i | 0.876568835026313+2.22464843637883i | 118777.016654415+27433.775089422i | 0.479514362760729+1.26357664050514i | 0.0143880322809015+6.25879404219216i | 0.330989926641282+1.07214118248253i | 17.4 | 1.3515 | 6.2588 | 1.1221 | 0.171422226339819-0.0524899039496074i | 17.4 | 0.17928 | 0.828577773660181+0.0524899039496074i | 17.4 | 0.83024
| 35 |  |  | 0.19245 |  | 0.39269 |  | 1.0451 |  | 1.5289 |  | 9.8398e-06 | 0.16839 |  | 0.24543 |  | 0.41567 |  | 0.51453 |  | 2.5323e-06 |  | 0.25576 |  | 0.46313 |  | 1.1248 |  | 1.6133 |  | 1.0161e-05 |  | 3.4378 | [33 empty] | 35 | 0.00079986 | 0.0016651 | 0.0047177 | 0.0072116 | 5.2274e-08 |  | 35 | 2.4497 | 3.6426 | 6.5675 | 8.4948 | 4.7088e-05 | 17.6 | 14.0244431445609+28.7648129698545i | 5.44430154656594+14.285062682187i | 1.46580773816066+4.33863894583127i | 0.896202153559164+2.31539455986327i | 121465.710637312+47899.82699828i | 0.490016150059193+1.30470559397919i | 0.0143880322809015+6.33073420359667i | 0.335876097733281+1.10302896663024i | 17.6 | 1.3937 | 6.3308 | 1.153 | 0.174353650701928-0.052658582884319i | 17.6 | 0.18213 | 0.825646349298072+0.0526585828843191i | 17.6 | 0.82732
| 37 |  |  | 0.048094 |  | 0.097923 |  | 0.25879 |  | 0.37664 |  | 2.3881e-06 | 0.044487 |  | 0.064699 |  | 0.10881 |  | 0.134 |  | 6.4969e-07 |  | 0.065524 |  | 0.11738 |  | 0.28076 |  | 0.3998 |  | 2.475e-06 |  | 0.85821 | [33 empty] | 37 | 4.9954e-05 | 0.00010354 | 0.00028928 | 0.00043766 | 3.079e-09 |  | 37 | 0.17098 | 0.25314 | 0.45005 | 0.57614 | 3.0995e-06 | 17.8 | 14.2916172696066+29.0421542141861i | 5.55709965224863+14.4794901744819i | 1.4978994086232+4.44856367213702i | 0.916034743004332+2.40526583605536i | 124183.097562298+68125.2107211819i | 0.500700488745014+1.34524030042948i | 0.0143880322809015+6.40267436500118i | 0.340914074965144+1.13340592887309i | 17.8 | 1.4354 | 6.4027 | 1.1836 | 0.177139463273059-0.0528475083004299i | 17.8 | 0.18485 | 0.82286053672694+0.0528475083004299i | 17.8 | 0.82456
| Total RMS |  |  | 186.3473 |  | 173.1024 |  | 159.3634 |  | 155.5395 |  | 0.00067996 | 16.044 |  | 12.9908 |  | 9.9184 |  | 8.9813 |  | 6.3579e-05 |  | 187.0831 |  | 173.62 |  | 159.6898 |  | 155.8135 |  | 0.00068298 |  | 598.6356 | [46 empty] | 18 | 14.5598113770331+29.315599513925i | 5.67070298649899+14.6721026587301i | 1.53029642758661+4.55753861127823i | 0.936065796301054+2.49428676306542i | 126929.110403408+88117.442075361i | 0.51155821988121+1.38520940186913i | 0.0143880322809015+6.47461452640568i | 0.346093938709324+1.16330384658394i | 18 | 1.4767 | 6.4746 | 1.2137 | 0.179789420821591-0.0530544515535002i | 18 | 0.18745 | 0.820210579178409+0.0530544515535001i | 18 | 0.82192
[67 empty] | 1st losses | 1248.4553 | 624.5498 | 249.9054 | 178.5171 | 0.00034715 |  | 1st losses | 3121.6065 | 1115.4348 | 284.026 | 171.6768 | 0.00025529 | 18.2 | 14.8289808115526+29.5851791387787i | 5.7850987014268+14.8629204313323i | 1.56299702036098+4.66558649302643i | 0.956294499905885+2.58248072511626i | 129703.681506345+107883.70181686i | 0.522581282300619+1.42463901374794i | 0.0143880322809015+6.54655468781019i | 0.351407060760431+1.19275148265772i | 18.2 | 1.5175 | 6.5466 | 1.2434 | 0.18231239143227-0.0532774811820846i | 18.2 | 0.18994 | 0.81768760856773+0.0532774811820846i | 18.2 | 0.81942
| * Current values are based on harmonic current injections as specified in rows 20 and 21 of page 1. This data is typically obtained through harmonic studies or can be calculated using Appendix C of this spreadsheet. The values noted here assume no current flow into the source impedance and that all currents specified in rows 20 and 21 on page 1 flow into the filter. | [65 empty] | harm losses | 2002.7143 | 692.2605 | 158.3574 | 90.7962 | 0.00080345 |  | harm losses | 63590.7232 | 29500.9338 | 10934.0522 | 7593.1419 | 0.088795 | 18.4 | 15.0990813396216+29.8509229594464i | 5.90027394617161+15.051962897196i | 1.59599940055425+4.77272900292884i | 0.976720033871823+2.6698700535279i | 132506.742592538+127430.853880438i | 0.533762568592281+1.46355305106742i | 0.0143880322809015+6.6184948492147i | 0.356845914617122+1.22177497106232i | 18.4 | 1.5578 | 6.6185 | 1.2728 | 0.18471646095986-0.0535149178602206i | 18.4 | 0.19231 | 0.81528353904014+0.0535149178602206i | 18.4 | 0.81704
[80 empty] | 18.6 | 15.370069159777+30.1128604913029i | 6.01621586988533+15.2392486266457i | 1.62930177030109+4.87898683953279i | 0.997341571927845+2.7564760837699i | 135338.22476325+146765.462442933i | 0.545095797913855+1.50197347711589i | 0.0143880322809015+6.69043501061921i | 0.362403916458098+1.25039812491951i | 18.6 | 1.5978 | 6.6905 | 1.3019 | 0.187009021051811-0.0537652968836017i | 18.6 | 0.19458 | 0.812990978948189+0.0537652968836016i | 18.6 | 0.81477
[80 empty] | 18.8 | 15.641900912474+30.3710209342362i | 6.13291162467706+15.4247954085901i | 1.66290232049237+4.98437976795981i | 1.01815828155878+2.84231920887413i | 138198.058503699+165893.807897715i | 0.556575398789956+1.53992050918433i | 0.0143880322809015+6.76237517202371i | 0.368075286811082+1.27864269470334i | 18.8 | 1.6374 | 6.7624 | 1.3306 | 0.189196844187641-0.0540273361378928i | 18.8 | 0.19676 | 0.810803155812359+0.0540273361378927i | 18.8 | 0.8126
[80 empty] | 19 | 15.9145336894332+30.6254332089356i | 6.25034836852053+15.6086203002194i | 1.696799231005+5.08892667009795i | 1.03916932408556+2.92741892947602i | 141086.173687219+184821.901820395i | 0.568196404804657+1.57741279694429i | 0.0143880322809015+6.83431533342822i | 0.373854931536316+1.30652859098551i | 19 | 1.6766 | 6.8343 | 1.359 | 0.191286148801738-0.0542999089370837i | 19 | 0.19884 | 0.808713851198262+0.0542999089370837i | 19 | 0.81053
[80 empty] | 19.2 | 16.1879250425004+30.8761259898957i | 6.36851326812168+15.7907396734807i | 1.73099067093215+5.19264559165883i | 1.06037385474582+3.01179390073007i | 144002.499579439+203555.50099939i | 0.579954364822178+1.61446757972764i | 0.0143880322809015+6.90625549483273i | 0.379738341002813+1.33407407892444i | 19.2 | 1.7155 | 6.9063 | 1.3871 | 0.193282656253641-0.0545820212106746i | 19.2 | 0.20084 | 0.806717343746359+0.0545820212106745i | 19.2 | 0.80856
|  | Info@VarStec.com | [34 empty] | 3 ¦ P a g e |  | Info@VarStec.com | [26 empty] | 4 ¦ P a g e | [13 empty] | 19.4 | 16.4620329920256+31.1231277353865i | 6.48739350174698+15.971169258566i | 1.76547479881376+5.29555378632525i | 1.08177102277476+3.09546197632513i | 146946.96484251+222100.120598902i | 0.591845267168292+1.6511008256769i | 0.0143880322809015+6.97819565623724i | 0.385721505444092+1.36129594880336i | 19.4 | 1.754 | 6.9782 | 1.4149 | 0.195191640849852-0.0548727924348649i | 19.4 | 0.20276 | 0.804808359150148+0.0548727924348648i | 19.4 | 0.80668
[80 empty] | 19.6 | 16.7368160347657+31.3664667146188i | 6.60697626201068+16.1499241846199i | 1.80024976286734+5.3976677571972i | 1.10335997148643+3.17844024980655i | 149919.497539339+240461.046516036i | 0.603865476112003+1.68732735484346i | 0.0143880322809015+7.05013581764174i | 0.391800844107043+1.38820966584005i | 19.6 | 1.7921 | 7.0502 | 1.4424 | 0.19701797386934-0.0551714396998952i | 19.6 | 0.2046 | 0.80298202613066+0.0551714396998952i | 19.6 | 0.80488
[80 empty] | 19.8 | 17.0122331513173+31.6061710323111i | 6.72724875862154+16.327019017865i | 1.83531370121895+5.4990032957268i | 1.12513983835523+3.26074509339555i | 152920.025137864+258643.346989385i | 0.616011678733435+1.72316094807521i | 0.0143880322809015+7.12207597904625i | 0.397973145895535+1.41482950198765i | 19.8 | 1.83 | 7.1221 | 1.4697 | 0.198766162397469-0.0554772643674493i | 19.8 | 0.20636 | 0.801233837602531+0.0554772643674492i | 19.8 | 0.80315
[80 empty] | 20 | 17.2882438130876+31.8422686508594i | 6.84819822108683+16.5024677973204i | 1.87066474213442+5.59957551831807i | 1.14710975509769+3.3423921944808i | 155948.47451535+276651.883511082i | 0.628280840397811+1.75861444340237i | 0.0143880322809015+7.19401614045076i | 0.404235519499963+1.44116865209847i | 20 | 1.8675 | 7.194 | 1.4968 | 0.200440383660537-0.0557896408562008i | 20 | 0.20806 | 0.799559616339463+0.0557896408562008i | 20 | 0.8015
[80 empty] | 20.2 | 17.5648079888074+32.0747874102841i | 6.96981190137424+16.6762840682825i | 1.90630100425061+5.69939890075282i | 1.16926884775462+3.42339658994373i | 159004.771962714+294491.321090974i | 0.640670167312867+1.79369982148214i | 0.0143880322809015+7.26595630185527i | 0.410585351335237+1.46723933652071i | 20.2 | 1.9047 | 7.266 | 1.5236 | 0.202044515456875-0.0561080071759541i | 20.2 | 0.20969 | 0.797955484543125+0.056108007175954i | 20.2 | 0.79993
[80 empty] | 20.4 | 17.8418861505958+32.3037550461223i | 7.09207707653043+16.8484809137158i | 1.94222059680674+5.79848731059176i | 1.19161623677341+3.50377269846602i | 162088.843188878+312166.137917076i | 0.653177074913632+1.82842828149556i | 0.0143880322809015+7.33789646325977i | 0.417020269914856+1.49305289192268i | 20.4 | 1.9416 | 7.3379 | 1.5502 | 0.203582163196377-0.0564318569023549i | 20.4 | 0.21126 | 0.796417836803623+0.0564318569023549i | 20.4 | 0.79841
| Harmonic Filter Design - 5-Branch Harmonic Filter System | [36 empty] | Harmonic Filter Design - 5-Branch Harmonic Filter System | [41 empty] | 20.6 | 18.1194392795826+32.5291992054201i | 7.2149810512556+17.019070983697i | 1.97842161987583+5.89685403768846i | 1.2141510370906+3.58353435095621i | 165200.613325147+329680.634453512i | 0.665799161053464+1.8628103087193i | 0.0143880322809015+7.40983662466428i | 0.423538115547237+1.51861985189103i | 20.6 | 1.9782 | 7.4099 | 1.5766 | 0.205056683987161-0.0567607323430928i | 20.6 | 0.21277 | 0.794943316012839+0.0567607323430928i | 20.6 | 0.79697
[80 empty] | 20.8 | 18.3974288710955+32.7511474609657i | 7.33851116043452+17.1880665230419i | 2.01490216459599+5.99451182294248i | 1.23687235821475+3.66269481922215i | 168340.00692961+347038.942013698i | 0.678534183174561+1.89685573483485i | 0.0143880322809015+7.48177678606879i | 0.430136914451062+1.54395001863161i | 20.8 | 2.0146 | 7.4818 | 1.6027 | 0.20647120814532-0.0570942186939581i | 20.8 | 0.21422 | 0.79352879185468+0.0570942186939581i | 20.8 | 0.79558
[38 empty] | Reactor #: | [8 empty] | Reactor L1 |  |  | Reactor L2 |  |  | Reactor L3 |  |  | Reactor L4 |  |  | Reactor L5 | [20 empty] | 21 | 18.6758169394225+32.9696273238975i | 7.46265477162199+17.3554793972324i | 2.05166031340175+6.09147288540945i | 1.25977930430945+3.74126684300621i | 171506.947991558+364245.030843843i | 0.691380038788334+1.93057379189244i | 0.0143880322809015+7.5537169474733i | 0.436814856556185+1.56905252691257i | 21 | 2.0506 | 7.5537 | 1.6287 | 0.2078286584501-0.0574319390210434i | 21 | 0.21562 | 0.7921713415499+0.0574319390210434i | 21 | 0.79425
[38 empty] | Inductance (mH): | [8 empty] | 5.7289 |  |  | 2.8644 |  |  | 1.1458 |  |  | 0.81841 |  |  | n/a | [20 empty] | 21.2 | 18.9545660221535+33.1846662548075i | 7.58739928748366+17.521321116759i | 2.08869414025518+6.18774894787592i | 1.28287097427656+3.81926265549104i | 174701.359935958+381302.717748982i | 0.704334748721207+1.96397316072001i | 0.0143880322809015+7.6256571088778i | 0.443570276391906+1.59393590122718i | 21.2 | 2.0865 | 7.6257 | 1.6545 | 0.209131767421329-0.0577735499355701i | 21.2 | 0.21697 | 0.790868232578671+0.0577735499355701i | 21.2 | 0.79298
[38 empty] | Reactance (ohms): | [8 empty] | 2.1597 |  |  | 1.0799 |  |  | 0.43195 |  |  | 0.30853 |  |  | n/a | [20 empty] | 21.4 | 19.2336391841138+33.3962916734555i | 7.71273214819069+17.6856028599763i | 2.12600171087692+6.28335126099945i | 1.30614646183967+3.89669400737613i | 177923.165627909+398215.673291626i | 0.717396442681565+1.99706201445773i | 0.0143880322809015+7.69759727028231i | 0.45040163657294+1.61860810701625i | 21.4 | 2.122 | 7.6976 | 1.6801 | 0.210383092857389-0.0581187378519666i | 21.4 | 0.21826 | 0.789616907142611+0.0581187378519666i | 21.4 | 0.79175
[38 empty] | Quantity: | [8 empty] | 3 |  |  | 3 |  |  | 3 |  |  | 3 |  |  | 3 | [20 empty] | 21.6 | 19.5130000208935+33.6045309671993i | 7.83864083376924+17.8483354945717i | 2.1635810829769+6.37829062610684i | 1.32960485562769+3.97357218961762i | 181172.287377151+414987.428590521i | 0.730563346783339+2.02984805780443i | 0.0143880322809015+7.76953743168682i | 0.457307513480203+1.64307659667248i | 21.6 | 2.1573 | 7.7696 | 1.7055 | 0.211585031839278-0.0584672157391639i | 21.6 | 0.21951 | 0.788414968160722+0.0584672157391639i | 21.6 | 0.79058
[38 empty] | Tuning Point: | [8 empty] | 5 |  |  | 7 |  |  | 11 |  |  | 13 |  |  | n/a | [20 empty] | 21.8 | 19.7926126619857+33.8094114982387i | 7.96511286640289+18.0095295977321i | 2.2014303064849+6.4725774167361i | 1.35324523925862+4.04990805491716i | 184448.646942584+431621.381745406i | 0.743833772725933+2.06233856248189i | 0.0143880322809015+7.84147759309133i | 0.464286584803588+1.66734835094996i | 21.8 | 2.1924 | 7.8415 | 1.7308 | 0.212739833378593-0.0588187202906582i | 21.8 | 0.22072 | 0.787260166621407+0.0588187202906582i | 21.8 | 0.78945
[38 empty] | Number of Phases: | [8 empty] | 1 |  |  | 1 |  |  | 1 |  |  | 1 |  |  | 1 | [20 empty] | 22 | 20.0724417735382+34.0109606097646i | 8.0921358126888+18.1691954750925i | 2.23954742378076+6.56622159900254i | 1.37706669142352+4.12571203803933i | 187752.165536815+448120.803911422i | 0.757206108381678+2.09454039935472i | 0.0143880322809015+7.91341775449583i | 0.471337618670328+1.691429916317i | 22 | 2.2272 | 7.9134 | 1.7559 | 0.213849609863667-0.0591730094514876i | 22 | 0.22189 | 0.786150390136328+0.0591730094514872i | 22 | 0.78837
[42 empty] | Harm # |  |  |  |  | Amps |  |  | Amps |  |  | Amps |  |  | Amps |  |  | Amps | [20 empty] | 22.2 | 20.3524525607311+34.2092056310995i | 8.21969728584667+18.3273431785407i | 2.27793046992425+6.65923275086233i | 1.40106828597053+4.20099417503153i | 191082.763830726+464488.845045319i | 0.770678809584034+2.12646006758518i | 0.0143880322809015+7.98535791590034i | 0.478459464128672+1.71532743871957i | 22.2 | 2.2618 | 7.9854 | 1.7808 | 0.214916347438014-0.0595298602505337i | 22.2 | 0.22301 | 0.785083652561988+0.0595298602505338i | 22.2 | 0.78734
[42 empty] | 1 |  |  |  |  | 208.2226 |  |  | 208.2763 |  |  | 208.3119 |  |  | 208.3196 |  |  | 0.00069443 | [20 empty] | 22.4 | 20.6326107697865+34.4041738819068i | 8.34778494788104+18.4839825229531i | 2.31657747288449+6.75162008034262i | 1.4252490919891+4.27576412141478i | 194440.361958058+480728.539343952i | 0.78425039294367+2.15810372115255i | 0.0143880322809015+8.05729807730485i | 0.485651042793968+1.73904669415991i | 22.4 | 2.2962 | 8.0573 | 1.8056 | 0.215941915428014-0.0598890668949162i | 22.4 | 0.22409 | 0.784058084571986+0.0598890668949163i | 22.4 | 0.78634
[42 empty] | 2 |  |  |  |  | 0.068835 |  |  | 0.06432 |  |  | 0.061881 |  |  | 0.061438 |  |  | 2.0327e-07 | [20 empty] | 22.6 | 20.9128826896205+34.595892675543i | 8.47638651169587+18.6391231019212i | 2.35548645376907+6.84339244280207i | 1.44960817389426+4.35003116940917i | 197824.879520031+496842.810394168i | 0.79791942954743+2.18947719302439i | 0.0143880322809015+8.12923823870936i | 0.492911341495153+1.76259311644437i | 22.6 | 2.3303 | 8.1293 | 1.8302 | 0.216928074922174-0.060250439090133i | 22.6 | 0.22514 | 0.783071925077822+0.0602504390901326i | 22.6 | 0.78539
[42 empty] | 3 |  |  |  |  | 0.26647 |  |  | 0.21425 |  |  | 0.1916 |  |  | 0.18781 |  |  | 6.1341e-07 | [20 empty] | 22.8 | 21.1932351531476+34.7843893216225i | 8.60548974316173+18.7927743025361i | 2.39465542705253+6.93455835728087i | 1.47414459151105+4.42380426425304i | 201236.235589958+512834.476051714i | 0.811684539418147+2.22058601723051i | 0.0143880322809015+8.20117840011386i | 0.500239405784864+1.78597182240811i | 22.8 | 2.3643 | 8.2012 | 1.8547 | 0.217876486591532-0.0606138005552512i | 22.8 | 0.22615 | 0.782123513408466+0.0606138005552509i | 22.8 | 0.78447
[42 empty] | 4 |  |  |  |  | 2.4612 |  |  | 1.3875 |  |  | 1.095 |  |  | 1.0526 |  |  | 3.3726e-06 | [20 empty] | 23 | 21.4736355382445+34.9696911278572i | 8.73508246313515+18.944945319284i | 2.43408240080443+7.02512602199602i | 1.49885740015901+4.49709201967147i | 204674.348717914+528706.253065757i | 0.825544386632123+2.25143544905955i | 0.0143880322809015+8.27311856151837i | 0.507634334197457+1.80918763488687i | 23 | 2.398 | 8.2731 | 1.8791 | 0.218788717830034-0.0609789877071497i | 23 | 0.22713 | 0.781211282169967+0.0609789877071499i | 23 | 0.78359
[42 empty] | 5 |  |  |  |  | 185.4643 |  |  | 48.2405 |  |  | 30.5854 |  |  | 28.5754 |  |  | 8.914e-05 | [20 empty] | 23.2 | 21.7540517683844+35.1518254012334i | 8.86515254943061+19.0956451671095i | 2.4737653769168+7.11510332903272i | 1.5237456507367+4.56990273254434i | 208139.136935397+544460.761464318i | 0.839497675006662+2.28203048357075i | 0.0143880322809015+8.34505872292288i | 0.515095273156543+1.83224510367262i | 23.2 | 2.4315 | 8.3451 | 1.9033 | 0.219666249284218-0.0613458484917061i | 23.2 | 0.22807 | 0.780333750715785+0.0613458484917063i | 23.2 | 0.78274
[42 empty] | 7 |  |  |  |  | 18.6423 |  |  | 146.863 |  |  | 31.3025 |  |  | 26.4129 |  |  | 7.5665e-05 | [20 empty] | 23.4 | 22.03445231295+35.3308194485762i | 8.99568793874442+19.2448826936926i | 2.51370235133103+7.20449787828013i | 1.54880838980635+4.64224439682321i | 211630.517760019+560100.528714926i | 0.853543144283308+2.31237587259126i | 0.0143880322809015+8.41699888432739i | 0.522621412448267+1.85514852466142i | 23.4 | 2.4649 | 8.417 | 1.9274 | 0.220510480833498-0.0617142413430731i | 23.4 | 0.22898 | 0.779489519166506+0.0617142413430734i | 23.4 | 0.78193
[42 empty] | 11 |  |  |  |  | 3.2823 |  |  | 8.6974 |  |  | 103.6811 |  |  | 43.1294 |  |  | 7.4485e-05 | [20 empty] | 23.6 | 22.3148061872356+35.5067005765615i | 9.12667662853077+19.3926665909891i | 2.55389131426404+7.29331699065629i | 1.57404465967855+4.7141247167403i | 215148.408200218+575627.993673757i | 0.867679566743083+2.34247614034837i | 0.0143880322809015+8.48893904573189i | 0.530211981188575+1.87790195737704i | 23.6 | 2.498 | 8.489 | 1.9513 | 0.221322737075213-0.0620840342549074i | 23.6 | 0.22987 | 0.778677262924783+0.0620840342549071i | 23.6 | 0.78115
[42 empty] | 13 |  |  |  |  | 1.5992 |  |  | 3.8269 |  |  | 22.5013 |  |  | 75.9614 |  |  | 7.4894e-05 | [20 empty] | 23.8 | 22.5950829521458+35.6794960912146i | 9.25810667882971+19.539005406075i | 2.59433025043379+7.38156772066337i | 1.59945349849691+4.78555111935164i | 218692.724759979+591045.510335872i | 0.881905744199244+2.37233559786926i | 0.0143880322809015+8.5608792071364i | 0.537866244223044+1.90050924103263i | 23.8 | 2.531 | 8.5609 | 1.9752 | 0.222104272362509-0.0624551039497042i | 23.8 | 0.23072 | 0.777895727637488+0.0624551039497039i | 23.8 | 0.7804
[42 empty] | 17 |  |  |  |  | 2.2409 |  |  | 4.9246 |  |  | 17.4525 |  |  | 33.6519 |  |  | 0.00065253 | [20 empty] | 24 | 22.8752527136022+35.8492332969491i | 9.38996621404777+19.6839075513395i | 2.63501713928416+7.46925686831288i | 1.6250339403228+4.85653076645331i | 222263.383443584+606355.351397952i | 0.896220505320842+2.40195835626599i | 0.0143880322809015+8.63281936854091i | 0.545583498906303+1.92297400927398i | 24 | 2.5637 | 8.6328 | 1.9989 | 0.222856275437763-0.0628273351343125i | 24 | 0.23154 | 0.777143724562237+0.0628273351343124i | 24 | 0.77968
[42 empty] | 19 |  |  |  |  | 1.8495 |  |  | 3.9803 |  |  | 12.8779 |  |  | 22.3809 |  |  | 0.00030104 | [20 empty] | 24.2 | 23.1552861216657+36.0159394951818i | 9.5222434246902+19.8273813140591i | 2.67594995520888+7.55639099045634i | 1.65078501522007+4.92707056590679i | 225860.299760372+621559.711644514i | 0.910622703246726+2.43134833900982i | 0.0143880322809015+8.70475952994542i | 0.553363072215526+1.94529970373204i | 24.2 | 2.5963 | 8.7048 | 2.0225 | 0.223579873699572-0.0632006198313471i | 24.2 | 0.23234 | 0.776420126300431+0.0632006198313474i | 24.2 | 0.77899
[42 empty] | 23 |  |  |  |  | 1.3561 |  |  | 2.8464 |  |  | 8.3541 |  |  | 13.2238 |  |  | 0.00011165 | [20 empty] | 24.4 | 23.4351543693847+36.1796419825671i | 9.6549265690456+19.9694348653925i | 2.71712666777473+7.64297641155599i | 1.67670574933979+4.99717718240724i | 229483.388729522+636660.71116767i | 0.925111213455135+2.46050929328779i | 0.0143880322809015+8.77669969134992i | 0.561204318158412+1.96748958649774i | 24.4 | 2.6287 | 8.7767 | 2.046 | 0.224276137137211-0.063574856777585i | 24.4 | 0.23311 | 0.77572386286279+0.0635748567775851i | 24.4 | 0.77832
[42 empty] | 25 |  |  |  |  | 0.69472 |  |  | 1.4468 |  |  | 4.127 |  |  | 6.3755 |  |  | 4.9028e-05 | [20 empty] | 24.6 | 23.7148291913777+36.3403680488853i | 9.78800397482317+20.1100762688284i | 2.75854524194416+7.72901923392751i | 1.70279516500497+5.0668570477265i | 233132.564884836+651660.398429891i | 0.939684931858854+2.4894448005247i | 0.0143880322809015+8.84863985275443i | 0.569106615441558+1.98954675162031i | 24.6 | 2.6609 | 8.8487 | 2.0693 | 0.224946081962909-0.0639499508816225i | 24.6 | 0.23386 | 0.775053918037094+0.0639499508816228i | 24.6 | 0.77769
[16 empty] | 3-Phase Short Circuit Current Level at Filter Bank: | 20 |  |  |  |  | kA | [5 empty] | X/R Ratio: | 25 | [12 empty] | 29 |  |  |  |  | 0.57074 |  |  | 1.1758 |  |  | 3.2301 |  |  | 4.8406 |  |  | 3.3548e-05 | [20 empty] | 24.8 | 23.9942828621599+36.4981449746199i | 9.92146404074209+20.2493134881168i | 2.80020363829637+7.81452534748284i | 1.72905228079521+5.13611637046028i | 236807.742279566+666560.75317874i | 0.9543427730996+2.51815828614423i | 0.0143880322809015+8.92058001415894i | 0.577069365369339+2.01147413571873i | 24.8 | 2.6929 | 8.9206 | 2.0926 | 0.225590673969039-0.0643258127340617i | 24.8 | 0.23458 | 0.774409326030959+0.0643258127340615i | 24.8 | 0.77708
[42 empty] | 31 |  |  |  |  | 0.43086 |  |  | 0.8842 |  |  | 2.3979 |  |  | 3.558 |  |  | 2.3896e-05 | [20 empty] | 25 | 24.2734881942228+36.6530000282565i | 10.0552952380735+20.3871543947132i | 2.84209981324818+7.89950043900335i | 1.75547611163138+5.20496114530739i | 240508.834491234+681363.689221668i | 0.969083669018921+2.54665302863596i | 0.0143880322809015+8.99252017556345i | 0.585091989947442+2.03327452778747i | 25 | 2.7248 | 8.9925 | 2.1158 | 0.22621083163463-0.064702358164366i | 25 | 0.23528 | 0.773789168365371+0.064702358164366i | 25 | 0.77649
[42 empty] | 35 |  |  |  |  | 0.28867 |  |  | 0.58903 |  |  | 1.5677 |  |  | 2.2933 |  |  | 1.476e-05 | [20 empty] | 25.2 | 24.5524185358758+36.8049604633312i | 10.1894861121355+20.5236067747636i | 2.88423171927355+7.98395000096732i | 1.78206566886017+5.27339716190679i | 244235.754626471+696071.057068858i | 0.983906567285765+2.57493216798765i | 0.0143880322809015+9.06446033696796i | 0.593173930168384+2.05495057826797i | 25.2 | 2.7565 | 9.0645 | 2.1388 | 0.226807429003023-0.065079507839257i | 25.2 | 0.23596 | 0.773192570996978+0.065079507839257i | 25.2 | 0.77593
| 🧮 VENDOR SPECIFICATIONS | [40 empty] | 37 |  |  |  |  | 0.072142 |  |  | 0.14688 |  |  | 0.38819 |  |  | 0.56496 |  |  | 3.5821e-06 | [20 empty] | 25.4 | 24.8310477688584+36.9540535152591i | 10.324025283741+20.6586783356562i | 2.92659730512217+8.06787933995717i | 1.80881996033865+5.341430013257i | 247988.415325876+710684.646451231i | 0.998810430163305+2.60299871353636i | 0.0143880322809015+9.13640049837246i | 0.601314644459212+2.07650480745108i | 25.4 | 2.7881 | 9.1364 | 2.1618 | 0.227381298350402-0.0654571868981671i | 25.4 | 0.23662 | 0.7726187016496+0.0654571868981675i | 25.4 | 0.77539
| Reactor Specificationsa | [40 empty] | Total RMS |  |  |  |  | 279.521 |  |  | 259.6536 |  |  | 239.045 |  |  | 233.3093 |  |  | 0.0010199 | [20 empty] | 25.6 | 25.1093503057326+37.1003063979656i | 10.4589014505988+20.7923767121631i | 2.96919451603707+8.15129358466921i | 1.83573799051869+5.40906510374041i | 251766.728768886+725206.18872052i | 1.01379423339973+2.63085555128687i | 0.0143880322809015+9.20834065977697i | 0.609513607273897+2.09793961326846i | 25.6 | 2.8194 | 9.2084 | 2.1847 | 0.227933232662916-0.0658353246217909i | 25.6 | 0.23725 | 0.772066767337087+0.0658353246217911i | 25.6 | 0.77487
[5 empty] | Filter Type: | High-Pass (HP) Type | [13 empty] | Return Quote to: | VarStec Power Solutions | [58 empty] | 25.8 | 25.3873010870635+37.2437463003476i | 10.5941033886681+20.9247094721951i | 3.01202129397115+8.23419769354691i | 1.86281876053135+5.47630765677405i | 255570.60667866+739637.359137739i | 1.02885696522975+2.6585054507406i | 0.0143880322809015+9.28028082118148i | 0.617770307815234+2.11925727852499i | 25.8 | 2.8506 | 9.2803 | 2.2075 | 0.228463987938431-0.0662138541302808i | 25.8 | 0.23787 | 0.771536012061567+0.0662138541302805i | 25.8 | 0.77437
[38 empty] | Resistor Specificationb | [41 empty] | 26 | 25.6648755783977+37.3844003825863i | 10.7296199534665+21.0556841221919i | 3.05507557780258+8.31659646205822i | 1.89006126827108+5.54316272210692i | 259399.960326978+753979.779056199i | 1.04399762547494+2.68595107127483i | 0.0143880322809015+9.35222098258599i | 0.626084248872693+2.14045997762003i | 26 | 2.8817 | 9.3522 | 2.2301 | 0.228974285327397-0.0665927121080171i | 26 | 0.23846 | 0.771025714672605+0.0665927121080171i | 26 | 0.7739
[10 empty] | System Voltage: | 12.47 kV | [68 empty] | 26.2 | 25.942049767046+37.5222957723308i | 10.8654400813326+21.1853081121668i | 3.09835530354905+8.39849452963604i | 1.91746450847992+5.60963518278251i | 263254.700539138+768235.018004467i | 1.05921522473254+2.71319496810741i | 0.0143880322809015+9.42416114399049i | 0.634454945764298+2.16154978279933i | 26.2 | 2.9126 | 9.4242 | 2.2527 | 0.22946481312592-0.0669718385522489i | 26.2 | 0.23904 | 0.770535186874081+0.0669718385522488i | 26.2 | 0.77344
[10 empty] | BIL Rating: | 95 | [26 empty] | Reactor #: | [8 empty] | Resistor R1 |  |  | Resistor R2 |  |  | Resistor R3 |  |  | Resistor R4 |  |  | Resistor R5 |  |  | Total | [17 empty] | 26.4 | 26.2188001586826+37.6574595607744i | 11.0015527906424+21.3135888404248i | 3.14185840458111+8.479896386299i | 1.94502747283152+5.67572976178454i | 267134.737698895+782404.595674832i | 1.07450878364376+2.74023959787965i | 0.0143880322809015+9.496101305395i | 0.642881925372173+2.18252866997692i | 26.4 | 2.9434 | 9.4961 | 2.2752 | 0.229936228632973-0.0673511765432297i | 26.4 | 0.2396 | 0.770063771367031+0.0673511765432299i | 26.4 | 0.773
[10 empty] | 60 Second Withstand Voltage: | 35 | [26 empty] | Ohms | [8 empty] | 86.3894 |  |  | 60.4726 |  |  | 38.0113 |  |  | 32.0875 |  |  | 7343098.0556 | [20 empty] | 26.6 | 26.4951037737642+37.7899187986414i | 11.1379471829808+21.4405336579732i | 3.18558281183373+8.5608063789699i | 1.97274915001496+5.74145102838202i | 271039.981753378+796489.983822019i | 1.08987733223305+2.76708732388646i | 0.0143880322809015+9.56804146679951i | 0.651364725262152+2.20339852416118i | 26.6 | 2.974 | 9.5681 | 2.2977 | 0.230389159882495-0.0677306720336951i | 26.6 | 0.24014 | 0.769610840117503+0.0677306720336948i | 26.6 | 0.77259
[10 empty] | Taps: | None | [26 empty] | kW/Phase | [8 empty] | 50.0342 |  |  | 22.9623 |  |  | 8.4136 |  |  | 5.8236 |  |  | 6.6787e-05 |  |  | 87.2338 | [17 empty] | 26.8 | 26.770938143782+37.9197004920998i | 11.2746124442671+21.5661498726392i | 3.22952645401733+8.64122871750663i | 2.00062852581859+5.80680340419017i | 274970.342218048+810492.608077079i | 1.10531990931162+2.79374042098061i | 0.0143880322809015+9.63998162820402i | 0.659902892879465+2.22416114451736i | 26.8 | 3.0044 | 9.64 | 2.32 | 0.230824207260231-0.0681102736558341i | 26.8 | 0.24066 | 0.769175792739772+0.0681102736558342i | 26.8 | 0.77219
[10 empty] | Insulation Type: | Nomex | [26 empty] | RMS Current | [8 empty] | 24.066 |  |  | 19.4862 |  |  | 14.8776 |  |  | 13.4719 |  |  | 9.5369e-05 |  |  | 71.9018 | [17 empty] | 27 | 27.046281307351+38.0468315986173i | 11.4115378458372+21.6904447529138i | 3.27368725782703+8.72116748046181i | 2.0286645832135+5.8717911689608i | 278925.728181644+824413.849680533i | 1.12083556193843+2.82020108017536i | 0.0143880322809015+9.71192178960852i | 0.66849598481285+2.24481824909456i | 27 | 3.0348 | 9.7119 | 2.3422 | 0.231241945014206-0.0684899325440411i | 27 | 0.24117 | 0.768758054985792+0.0684899325440408i | 27 | 0.7718
[10 empty] | Ambient Temperature: | 60C | [26 empty] | Quantity: | [8 empty] | 3 |  |  | 3 |  |  | 3 |  |  | 3 |  |  | 3 | [20 empty] | 27.2 | 27.3211118061466+38.171339022775i | 11.5487127454808+21.8134255315336i | 3.31806314815088+8.80062662058349i | 2.05685630243703+5.93641846611694i | 282906.048311151+838255.047139292i | 1.13642334493324+2.84647141296759i | 0.0143880322809015+9.78386195101303i | 0.677143566120861+2.26537147924415i | 27.2 | 3.0649 | 9.7839 | 2.3644 | 0.231642922667026-0.0688696021719848i | 27.2 | 0.24166 | 0.768357077332975+0.0688696021719848i | 27.2 | 0.77144
[10 empty] | Temperature Rise: | 115C Rise over Ambient | [68 empty] | 27.4 | 27.5954086806953+38.2932496120501i | 11.6861265884349+21.9350994088166i | 3.36265204827666+8.8796099700708i | 2.08520266107594+6.00068930804427i | 286911.210856767+852017.497810875i | 1.15208232043656+2.87255345540184i | 0.0143880322809015+9.85580211241754i | 0.685845209714184+2.28582240375254i | 27.4 | 3.095 | 9.8558 | 2.3865 | 0.232027666337376-0.0692492382026374i | 27.4 | 0.24214 | 0.767972333662622+0.0692492382026371i | 27.4 | 0.77109
[10 empty] | Winding Type: | CU/AL - Based On Price | [26 empty] | b) | RMS current ratings specified above have an engineering margin of: 50% | [40 empty] | 27.6 | 27.8691514660281+38.4125901525848i | 11.8237689083339+22.055473555765i | 3.40745188009736+8.95812124559708i | 2.11370263414945+6.0646075811518i | 290941.123656898+865702.459418977i | 1.16781155751179+2.89844917189354i | 0.0143880322809015+9.92774227382205i | 0.694600495788929+2.30617252271067i | 27.6 | 3.1249 | 9.9278 | 2.4085 | 0.23239667997755-0.0696287983500718i | 27.6 | 0.2426 | 0.76760332002245+0.0696287983500716i | 27.6 | 0.77075
[10 empty] | Tack winding to Core: | Yes | [68 empty] | 27.8 | 28.1423201872025+38.529387364947i | 11.9616293281162+22.1745551169467i | 3.45246056431529+9.03616405311142i | 2.14235519419214+6.12817705071328i | 294995.694143146+879311.151503544i | 1.1836101317859+2.92416045882865i | 0.0143880322809015+9.99968243522656i | 0.703409011306223+2.32642327113956i | 27.8 | 3.1546 | 9.9997 | 2.4304 | 0.232750446533183-0.0700082422519701i | 27.8 | 0.24305 | 0.767249553466818+0.0700082422519701i | 27.8 | 0.77044
[10 empty] | Enclosure: | None/Open Construction | [68 empty] | 28 | 28.4148953547022+38.6436678998996i | 12.0996975608893+22.2923512131694i | 3.49767602064469+9.11374189243041i | 2.17115931133649+6.19140136550046i | 299074.829345313+892844.75680874i | 1.19947712512462+2.94968914795515i | 0.0143880322809015+10.0716225966311i | 0.712270349513749+2.3465760223902i | 28 | 3.1842 | 10.0716 | 2.4523 | 0.233089429030901-0.0703875313518645i | 28 | 0.24349 | 0.766910570969102+0.0703875313518647i | 28 | 0.77013
[80 empty] | 28.2 | 28.6868579597205+38.7554583341834i | 12.2379634107521+22.4088689439561i | 3.54309616801325+9.1908581616297i | 2.20011395339534+6.25428406221825i | 303178.43589639+906304.42261195i | 1.21541162533924+2.97503700958061i | 0.0143880322809015+10.1435627580356i | 0.721184109505679+2.36663209133426i | 28.2 | 3.2137 | 10.1436 | 2.4741 | 0.233414071599063-0.0707666287902679i | 28.2 | 0.24391 | 0.766585928400938+0.0707666287902678i | 28.2 | 0.76985
| a) | Harmonic currents specified have an engineering margin of: 50%. The Fundamental current rating has an engineering margin of: 50% | [77 empty] | 28.4 | 28.9581894693348+38.8647851663253i | 12.3764167735759+22.5241153898351i | 3.58871892476155+9.26751616124563i | 2.22921808594406+6.31682856975166i | 307306.420037608+919691.261996616i | 1.23141272592181+3.00020575558914i | 0.0143880322809015+10.2155029194401i | 0.730149895817387+2.38659273736082i | 28.4 | 3.2431 | 10.2155 | 2.4958 | 0.2337248004264-0.0711454993038991i | 28.4 | 0.24431 | 0.766275199573603+0.0711454993038993i | 28.4 | 0.76957
[80 empty] | 28.6 | 29.2288718215792+38.9716748124803i | 12.5150476377433+22.6380976144523i | 3.63454220884162+9.34371909829586i | 2.25847067240244+6.37903821323364i | 311458.687623428+933006.355071727i | 1.24747952580633+3.02519704228958i | 0.0143880322809015+10.2874430808446i | 0.73916731805211+2.40645916719278i | 28.6 | 3.2723 | 10.2875 | 2.5174 | 0.234022024662924-0.0715241091323158i | 28.6 | 0.24471 | 0.765977975337075+0.0715241091323156i | 28.6 | 0.76931
[80 empty] | 28.8 | 29.4988874204217+39.0761536023135i | 12.6538460848486+22.7508226665175i | 3.68056393801364+9.4194700901282i | 2.28787067411637+6.44091621794265i | 315635.144126592+946250.750140513i | 1.26361112915346+3.05001247310623i | 0.0143880322809015+10.3593832422491i | 0.748235990536605+2.42623253753604i | 28.8 | 3.3014 | 10.3594 | 2.539 | 0.234306137267149-0.0719024259313219i | 28.8 | 0.24509 | 0.765693862732853+0.071902425931322i | 28.8 | 0.76906
[80 empty] | 29 | 29.7682191306529+39.1782477749302i | 12.7928022903558+22.8622975815918i | 3.72678203004128+9.49477216810491i | 2.31741705043928+6.50246571303774i | 319835.694643148+959425.464820812i | 1.27980664515668+3.07465360112236i | 0.0143880322809015+10.4313234036536i | 0.757355532003475+2.44591395757277i | 29 | 3.3304 | 10.4313 | 2.5605 | 0.23457751580333-0.0722804186925737i | 29 | 0.24546 | 0.765422484196668+0.0722804186925733i | 29 | 0.76883
[37 empty] | 5 ¦ P a g e |  | Info@VarStec.com | [26 empty] | 6 ¦ P a g e | [13 empty] | 29.2 | 30.0368502726913+39.2779834748607i | 12.9319065242186+22.9725293837266i | 3.77319440288535+9.56962828113179i | 2.34710875881324+6.5636897351394i | 324060.243897492+972531.487119419i | 1.29606518786795+3.09912193148597i | 0.0143880322809015+10.5032635650581i | 0.766525565297848+2.46550449130996i | 29.2 | 3.3592 | 10.5033 | 2.5819 | 0.234836523192162-0.0726580576688787i | 29.2 | 0.24582 | 0.765163476807835+0.0726580576688784i | 29.2 | 0.76861
[80 empty] | 29.4 | 30.3047646173141+39.3753867481052i | 13.0711491514607+23.0815250869607i | 3.81979897489596+9.64404129903755i | 2.37694475484982+6.62459123176311i | 328308.696247419+985569.776462604i | 1.31238587604109+3.12341892368643i | 0.0143880322809015+10.5752037264626i | 0.775745717106343+2.48500515979262i | 29.4 | 3.3879 | 10.5752 | 2.6033 | 0.235083508418051-0.0730353143047082i | 29.4 | 0.24617 | 0.764916491581951+0.0730353143047083i | 29.4 | 0.7684
[80 empty] | 29.6 | 30.5719463803165+39.4704835382439i | 13.2105206327173+23.1892916966835i | 3.86659366500303+9.71801401581166i | 2.40692399241067+6.68517306461281i | 332580.95568916+998541.264684854i | 1.32876783299138+3.14754599371028i | 0.0143880322809015+10.6471438878671i | 0.785015617706575+2.50441694319123i | 29.6 | 3.4165 | 10.6472 | 2.6246 | 0.235318807195897-0.0734121611715082i | 29.6 | 0.2465 | 0.764681192804102+0.073412161171508i | 29.6 | 0.7682
[80 empty] | 29.8 | 30.8383802171073+39.563299682618i | 13.3500115247401+23.2958362108733i | 3.91357639290512+9.79154915270777i | 2.43704542368773+6.74543801274047i | 336876.925862458+1011446.85697791i | 1.34521018646998+3.17150451608373i | 0.0143880322809015+10.7190840492716i | 0.794334900735494+2.52374078277174i | 29.8 | 3.445 | 10.7191 | 2.6458 | 0.23554274260009-0.0737885719074268i | 29.8 | 0.24683 | 0.764457257399912+0.0737885719074269i | 29.8 | 0.76801
[80 empty] | 30 | 31.1040512172462+39.6538609085859i | 13.4896124808627+23.401165621215i | 3.96074507925692+9.86464936121704i | 2.46730799928316+6.80538877557823i | 341196.510055598+1024287.43280169i | 1.3617120685517+3.19529582580852i | 0.0143880322809015+10.7910242106761i | 0.803703202974921+2.54297758275559i | 30 | 3.4734 | 10.791 | 2.667 | 0.235755625658147-0.0741645211610923i | 30 | 0.24715 | 0.764244374341855+0.0741645211610923i | 30 | 0.76783
[80 empty] | 30.2 | 31.368944898928+39.7421928298564i | 13.6293142514314+23.5052869141061i | 4.00809764585448+9.9373172259193i | 2.49771066828906+6.86502797584936i | 345539.611210498+1037063.84675923i | 1.37827261553522+3.21892122019801i | 0.0143880322809015+10.8629643720806i | 0.813120164153165+2.56212821207737i | 30.2 | 3.5016 | 10.863 | 2.6881 | 0.235957755911355-0.0745399845391463i | 30.2 | 0.24745 | 0.764042244088646+0.0745399845391463i | 30.2 | 0.76767
| Harmonic Filter Design - 5-Branch Harmonic Filter System | [36 empty] | Harmonic Filter Design - 5-Branch Harmonic Filter System | [41 empty] | 30.4 | 31.6330472034192+39.8283209429065i | 13.769107684198+23.6082070715548i | 4.05563201581931+10.0095552672161i | 2.52825237836665+6.9243581623625i | 349906.131927755+1049776.92943693i | 1.39489096785437+3.2423819606191i | 0.0143880322809015+10.9349045334852i | 0.82258542676115+2.58119350604647i | 30.4 | 3.5297 | 10.9349 | 2.7091 | 0.236149421944494-0.0749149385572188i | 30.4 | 0.24775 | 0.763850578055506+0.0749149385572187i | 30.4 | 0.76752
[80 empty] | 30.6 | 31.8963444894528+39.9122706234825i | 13.9089837246785+23.7099330719795i | 4.10334611378055+10.0813659439522i | 2.55893207582525+6.98338181269574i | 354295.974471717+1062427.48821199i | 1.41156626999982+3.2656792741458i | 0.0143880322809015+11.0068446948897i | 0.832098635882144+2.60017426791889i | 30.6 | 3.5577 | 11.0069 | 2.7301 | 0.236330901886645-0.0752893605941018i | 30.6 | 0.24803 | 0.763669098113355+0.0752893605941017i | 30.6 | 0.76737
| Capacitor Specification | [36 empty] | 🧮 HARMONIC FILTER DESIGN METHODOLOGY | [41 empty] | 30.8 | 32.1588235275856+39.99406712319i | 14.048933416475+23.8104718909123i | 4.15123786605535+10.1527516559299i | 2.58974870570093+7.04210133577463i | 358709.040775543+1075016.30802826i | 1.42829767045011+3.28881435512966i | 0.0143880322809015+11.0787848562942i | 0.841659439034004+2.61907127038505i | 30.8 | 3.5856 | 11.0788 | 2.751 | 0.236502463884892-0.0756632288488637i | 30.8 | 0.24831 | 0.763497536115106+0.0756632288488633i | 30.8 | 0.76724
| The capacitors listed on page 1 in accordance with the system BIL and fundamental frequency shall be provided. The capacitors shall be all-film, low-loss, double-bushing capacitors designed, manufactured, and tested to applicable IEEE/ANSI and IEC standards, supplied by Cooper, GE, or Hitachi (no others). The capacitors shall be connected unground-wye and shall have applicable over-voltage and blown-fuse protection. | [78 empty] | 31 | 32.4204714945232+40.0737355661751i | 14.1889479015652+23.9098305016129i | 4.19930520082767+10.2237147463211i | 2.62070121183468+7.10051907434934i | 363145.232446289+1087544.15214222i | 1.44508432161115+3.31178836669163i | 0.0143880322809015+11.1507250176987i | 0.851267486022809+2.63788525697878i | 31 | 3.6133 | 11.1507 | 2.7718 | 0.236664366552624-0.07603652230069i | 31 | 0.24858 | 0.763335633447378+0.0760365223006901i | 31 | 0.76711
[80 empty] | 31.2 | 32.6812759674184+40.1513009458962i | 14.3290184205558+24.0080158755981i | 4.24754604832513+10.2942575039809i | 2.65178853695033+7.1586373073753i | 367604.450769964+1100011.76284012i | 1.46192537976372+3.33460244214016i | 0.0143880322809015+11.2226651791032i | 0.860922428807291+2.65661694341219i | 31.2 | 3.641 | 11.2227 | 2.7926 | 0.236816859394012-0.0764092206712517i | 31.2 | 0.24884 | 0.763183140605985+0.0764092206712514i | 31.2 | 0.767
[80 empty] | 31.4 | 32.9412249181451+40.2267881219917i | 14.4691363129045+24.1050349830927i | 4.29595834099427+10.3643821656692i | 2.68300962273208+7.21645825230155i | 372086.596716609+1112419.86212787i | 1.47882000501789+3.35725768631951i | 0.0143880322809015+11.2946053405077i | 0.870623921372997+2.67526701884148i | 31.4 | 3.6685 | 11.2946 | 2.8134 | 0.236960183206127-0.0767813043894063i | 31.4 | 0.24909 | 0.763039816793873+0.0767813043894062i | 31.4 | 0.76689
[80 empty] | 31.6 | 33.200306707556+40.3002218172428i | 14.6092930171083+24.200894793404i | 4.34454001367378+10.4340909181817i | 2.71436340990154+7.27398406727104i | 376591.570945371+1124769.15239458i | 1.49576736127427+3.3797551768923i | 0.0143880322809015+11.3665455019122i | 0.880371619615636+2.69383614706728i | 31.6 | 3.696 | 11.3666 | 2.834 | 0.237094570460045-0.0771527545580756i | 31.6 | 0.24933 | 0.762905429539956+0.0771527545580755i | 31.6 | 0.7668
| High-Pass Resistor specification | [78 empty] | 31.8 | 33.4585100797245+40.371626614633i | 14.7494800708602+24.2956022752267i | 4.39328900376635+10.5033859003958i | 2.74584883829456+7.33121685323655i | 381119.273809555+1137060.31705115i | 1.51276661619098+3.40209596555984i | 0.0143880322809015+11.4384856633167i | 0.890165181232885+2.71232496767389i | 31.8 | 3.7233 | 11.4385 | 2.8547 | 0.23722024566223-0.0775235529231318i | 31.8 | 0.24957 | 0.762779754337773+0.0775235529231319i | 31.8 | 0.76671
| The resistors listed on Page 6 shall be provided. Where ratings permit, resistors shall be stainless steel grid type. Each resistor shall have the per-phase ohmic value shown on Page 1, a continuous power rating not less than the value shown on Page 1, and an RMS current rating not less than the value shown. A minimum engineering margin of 1.5 times the calculated continuous watt loss should be considered when selecting the continuous power rating. This value is specified on page 1. The resistor elements shall be divided into appropriate series groups to provide adequate voltage withstand capability during switching transients. The overall resistor assembly BIL rating shall be coordinated with the system BIL level. If the watt losses in a high-pass filter resistor become excessive, VarStec recommends considering a C-type high-pass filter design, particularly for filters tuned at or below the 5th harmonic. As a general guideline, when resistor losses exceed approximately 100 kW per phase, a C-type high-pass design should be strongly considered. C-type high-pass filters exhibit near-zero losses at fundamental frequency and allow low effective damping factors, providing improved resonance damping with substantially lower resistor losses. In terms of performance, their impedance profile exactly matches the HP type filter. | [78 empty] | 32 | 33.7158241561773+40.4410269545066i | 14.889689111174+24.3891643968809i | 4.44220325140806+10.5722692052354i | 2.77746484693747+7.38815865599598i | 385669.605361717+1149294.02114487i | 1.52981694115619+3.42428107922399i | 0.0143880322809015+11.5104258247212i | 0.90000426562394+2.73073409711098i | 32 | 3.7505 | 11.5104 | 2.8752 | 0.237337425697367-0.0778936818441514i | 32 | 0.24979 | 0.762662574302632+0.0778936818441513i | 32 | 0.76663
[80 empty] | 32.2 | 33.9722384301217+40.5084471318237i | 15.0299118744788+24.4815881264872i | 4.49128069963647+10.6407428815565i | 2.80921037412307+7.44481146815049i | 390242.465358727+1161470.91195123i | 1.54691751126569+3.44631152109321i | 0.0143880322809015+11.5823659861257i | 0.909888533796441+2.74906412972104i | 32.2 | 3.7776 | 11.5824 | 2.8957 | 0.237446320153741-0.0782631242669185i | 32.2 | 0.25001 | 0.76255367984626+0.0782631242669185i | 32.2 | 0.76656
[80 empty] | 32.4 | 34.2277427606695+40.5739112935168i | 15.1701401966829+24.5728804320845i | 4.54051929455667+10.7088089359581i | 2.84108435748613+7.50117723098882i | 394837.75326683+1173591.61954353i | 1.5640675053049+3.4681882717362i | 0.0143880322809015+11.6543061475302i | 0.919817648280087+2.7673156387158i | 32.4 | 3.8046 | 11.6543 | 2.9162 | 0.237547131632172-0.078631863697534i | 32.4 | 0.25022 | 0.762452868367828+0.0786318636975339i | 32.4 | 0.7665
[80 empty] | 32.6 | 34.4823273670641+40.6374434359444i | 15.3103660132085+24.6630482816914i | 4.58991698550537+10.7764693345227i | 2.87308573407843+7.55725783630074i | 399455.368266716+1185656.75734188i | 1.58126610573505+3.48991229008604i | 0.0143880322809015+11.7262463089347i | 0.929791273046487+2.78548917710472i | 32.6 | 3.8314 | 11.7263 | 2.9366 | 0.23764005603952-0.0789998841780351i | 32.6 | 0.25043 | 0.762359943960483+0.0789998841780352i | 32.6 | 0.76644
[80 empty] | 32.8 | 34.7359828229117+40.6990674024468i | 15.4505813589968+24.7520986433154i | 4.63947172521331+10.8437260044857i | 2.90521344044355+7.61305512812318i | 404095.209258585+1197666.92264175i | 1.5985124986833+3.51148451439686i | 0.0143880322809015+11.7981864703392i | 0.939809073434938+2.80358527857797i | 32.8 | 3.8582 | 11.7982 | 2.9569 | 0.237725282867573-0.0793671702634256i | 32.8 | 0.25062 | 0.762274717132424+0.0793671702634252i | 32.8 | 0.7664
[80 empty] | 33 | 34.9887000504218+40.7588068809978i | 15.5907783684855+24.8400384849152i | 4.68918146996556+10.9105808358417i | 2.93746641269093+7.66857090442093i | 408757.174867193+1209622.69712351i | 1.61580587393603+3.53290586315629i | 0.0143880322809015+11.8701266317438i | 0.949870716083534+2.82160445834706i | 33 | 3.8849 | 11.8701 | 2.9772 | 0.237802995458235-0.0797337070000025i | 33 | 0.25081 | 0.762197004541764+0.0797337070000024i | 33 | 0.76636
[80 empty] | 33.2 | 35.2404703146592+40.8166854019599i | 15.7309492755578+24.9268747743171i | 4.73904417976016+10.9770356828856i | 2.96984358656981+7.72380691870571i | 413441.16344693+1221524.64734356i | 1.63314542493546+3.55417723595536i | 0.0143880322809015+11.9420667931483i | 0.959975868865291+2.8395472139447i | 33.2 | 3.9114 | 11.9421 | 2.9974 | 0.237873371255727-0.0800994799049118i | 33.2 | 0.251 | 0.76212662874427+0.0800994799049114i | 33.2 | 0.76632
[80 empty] | 33.4 | 35.4912852178116+40.8727263359341i | 15.8710864134652+25.0126144790874i | 4.78905781846453+11.0430923656939i | 3.00234389754231+7.7787648815952i | 418147.073086865+1233373.32520759i | 1.65053034877906+3.57529951431827i | 0.0143880322809015+12.0140069545528i | 0.970124200829117+2.85741402598696i | 33.4 | 3.9379 | 12.014 | 3.0176 | 0.237936582046566-0.0804644749468439i | 33.4 | 0.25117 | 0.762063417953432+0.0804644749468436i | 33.4 | 0.7663
[80 empty] | 33.6 | 35.7411366934752+40.9269528917112i | 16.0111822147225+25.0972645663674i | 4.83922035397046+11.1087526715492i | 3.03496628085667+7.83344646231566i | 422874.801615773+1245169.26842709i | 1.66795984622158+3.59627356249447i | 0.0143880322809015+12.0859471159573i | 0.98031538214502+2.87520535889941i | 33.6 | 3.9642 | 12.086 | 3.0377 | 0.237992794188018-0.0808286785277931i | 33.6 | 0.25134 | 0.76200720581198+0.0808286785277928i | 33.6 | 0.76628
[80 empty] | 33.8 | 35.9900170009605+40.9793881143191i | 16.1512292109783+25.1808320026694i | 4.88952975834654+11.1740183563074i | 3.06770967161937+7.88785329014896i | 427624.246607217+1256913.00095966i | 1.68543312167932+3.61710022821407i | 0.0143880322809015+12.1578872773618i | 0.990549084053462+2.89292166160915i | 33.8 | 3.9905 | 12.1579 | 3.0578 | 0.238042168825626-0.081192077465813i | 33.8 | 0.25151 | 0.761957831174372+0.0811920774658127i | 33.8 | 0.76627
[80 empty] | 34 | 36.2379187196236+41.0300548831674i | 16.2912200328593+25.2633237536406i | 4.93998400798909+11.2388911457127i | 3.10057300486719+7.94198695582767i | 432395.305384563+1268605.03343363i | 1.70294938323662+3.6377803434093i | 0.0143880322809015+12.2298274387663i | 1.00082497881851+2.91056336820485i | 34 | 4.0167 | 12.2298 | 3.0778 | 0.238084862100444-0.0815546589787064i | 34 | 0.25167 | 0.761915137899556+0.0815546589787063i | 34 | 0.76627
[80 empty] | 34.2 | 36.4848347432217+41.0789759102882i | 16.43114740979+25.3447467837915i | 4.9905810837711+11.303372736661i | 3.13355521563862+7.99584901287946i | 437187.87502601+1280245.8635578i | 1.72050784265411+3.65831472490321i | 0.0143880322809015+12.3017676001708i | 1.01114273968448+2.92813089856633i | 34.2 | 4.0427 | 12.3018 | 3.0978 | 0.238121025346528-0.0819164106685811i | 34.2 | 0.25182 | 0.761878974653473+0.0819164106685811i | 34.2 | 0.76627
[80 empty] | 34.4 | 36.7307582742997+41.1261737386711i | 16.571004169789+25.4251080561982i | 5.04131897118905+11.3674647984145i | 3.16665523904491+8.04944097892343i | 442001.852369636+1291835.97651695i | 1.7381077153789+3.67870417506734i | 0.0143880322809015+12.3737077615753i | 1.02150204083608+2.94562465896538i | 34.4 | 4.0686 | 12.3737 | 3.1177 | 0.238150805279215-0.0822773205072357i | 34.4 | 0.25196 | 0.761849194720788+0.0822773205072359i | 34.4 | 0.76628
[80 empty] | 34.6 | 36.9756828186065+41.1716707406937i | 16.7107832392413+25.5044145321746i | 5.0921956605079+11.4311689737691i | 3.19987201034048+8.10276433691962i | 446837.134018408+1303375.84535355i | 1.75574822055607+3.69894948245008i | 0.0143880322809015+12.4456479229798i | 1.03190255736139+2.96304504263941i | 34.6 | 4.0945 | 12.4457 | 3.1376 | 0.238174344174684-0.0826373768222971i | 34.6 | 0.2521 | 0.761825655825315+0.0826373768222969i | 34.6 | 0.76629
| 🧮 3-PHASE LOSS ESTIMATES | [78 empty] | 34.8 | 37.2196021795459+41.2154891166433i | 16.8504776426475+25.5826731709201i | 5.14320914690405+11.4944868801763i | 3.23320446499296+8.15582053637423i | 451693.616345198+1314865.93133619i | 1.77342858104168+3.7190514223766i | 0.0143880322809015+12.5175880843843i | 1.04234396521799+2.98039243033911i | 34.8 | 4.1202 | 12.5176 | 3.1574 | 0.238191780041262-0.08299656828409i | 34.8 | 0.25224 | 0.761808219958738+0.0829965682840899i | 34.8 | 0.76632
| 60 Hertz Losses | [78 empty] | 35 | 37.462510452662+41.2576508933303i | 16.9900805023512+25.6598909291434i | 5.19435743060639+11.5574201108222i | 3.26665153875267+8.20861099450202i | 456571.195497795+1326306.68431554i | 1.79114802341694+3.73901075752243i | 0.0143880322809015+12.5895282457888i | 1.05282594120164+2.99766719085178i | 35 | 4.1459 | 12.5895 | 3.1772 | 0.238203246782907-0.0833548838931705i | 35 | 0.25237 | 0.761796753217095+0.0833548838931706i | 35 | 0.76634
|  | Capacitor Losses: | [12 empty] | 2253.7913 |  |  |  | Watts, 3-Phase or 7690 BTUs/Hour | [60 empty] | 35.2 | 37.7044020201643+41.2981779227934i | 17.1295850382448+25.7360747606655i | 5.24563851703522+11.6199702356642i | 3.30021216772162+8.26113709734748i | 461469.767403899+1337698.54306799i | 1.80890577800342+3.75882823846142i | 0.0143880322809015+12.6614684071933i | 1.06334816291753+3.01486968150137i | 35.2 | 4.1714 | 12.6615 | 3.1969 | 0.238208874355297-0.0837123129684972i | 35.2 | 0.25249 | 0.761791125644704+0.0837123129684973i | 35.2 | 0.76638
|  | Capacitor Fuse Losses: | [12 empty] | 7665.4376 |  |  |  | Watts, 3-Phase or 26156 BTUs/Hour | [60 empty] | 35.4 | 37.9452715454903+41.3370918810909i | 17.2689845674543+25.8112316160014i | 5.29705041693956+11.6821388024283i | 3.33388528842197+8.31340020086652i | 466389.227776114+1349041.93562763i | 1.82670107887936+3.7785046041895i | 0.0143880322809015+12.7334085685978i | 1.07391030875394+3.03200024862661i | 35.4 | 4.1969 | 12.7334 | 3.2166 | 0.238208788914896-0.0840688451362022i | 35.4 | 0.25261 | 0.761791211085104+0.0840688451362021i | 35.4 | 0.76642
|  | High-Pass Resistor Losses, 60 Hertz: | [12 empty] | 4692.7442 |  |  |  | Watts, 3-Phase or 16012 BTUs/Hour | [60 empty] | 35.6 | 38.1851139679116+41.3744142671825i | 17.4082725040028+25.8853684419249i | 5.3485911465319+11.7439273375669i | 3.36766983786398+8.36540163197018i | 471329.472116945+1360337.27960715i | 1.84453316389662+3.79804058262536i | 0.0143880322809015+12.8053487300024i | 1.08451205785811+3.04905922803807i | 35.6 | 4.2223 | 12.8054 | 3.2362 | 0.238203112961356-0.0844244703189121i | 35.6 | 0.25272 | 0.761796887038642+0.0844244703189117i | 35.6 | 0.76646
|  | Iron-Core Reactor Losses, 60 Hertz: | [12 empty] | 767.1425 |  |  |  | Watts, 3-Phase or 2618 BTUs/Hour | [60 empty] | 35.8 | 38.4239244971821+41.4101664018942i | 17.547442358455+25.9584921810166i | 5.40025872762141+11.8053373471807i | 3.40156475361346+8.41714268953192i | 476290.395723764+1371584.98250777i | 1.86240127469843+3.81743689108905i | 0.0143880322809015+12.8772888914069i | 1.09515309011409+3.0660469454555i | 35.8 | 4.2475 | 12.8773 | 3.2558 | 0.238191965473615-0.084779178725603i | 35.8 | 0.25283 | 0.761808034526382+0.0847791787256025i | 35.8 | 0.76651
|  | Total 60 Hz Losses: | [12 empty] | 15379.1156 |  |  |  | Watts, 3-Phase or 52476 BTUs/Hour | [60 empty] | 36 | 38.6616986082313+41.4443694269692i | 17.6864877375422+26.0306097711964i | 5.45205118774508+11.8663703179043i | 3.4355689738587+8.46862464535974i | 481271.893693779+1382785.44201888i | 1.88030465673783+3.83669423675975i | 0.0143880322809015+12.9492290528114i | 1.10583308612275+3.0829637169263i | 36 | 4.2727 | 12.9492 | 3.2753 | 0.238175462039993-0.0851329608419473i | 36 | 0.25293 | 0.761824537960004+0.0851329608419469i | 36 | 0.76657
[80 empty] | 36.2 | 38.8984320359046+41.4770443042016i | 17.8254023437683+26.101728145243i | 5.50396656029668+11.9270277177575i | 3.46968143747684+8.51984874513451i | 486273.860928994+1393939.04630777i | 1.89824255929649+3.85581331711321i | 0.0143880322809015+13.0211692142159i | 1.11655172718338+3.09980984922591i | 36.2 | 4.2977 | 13.0212 | 3.2948 | 0.238153714982605-0.0854858074211289i | 36.2 | 0.25303 | 0.761846285017395+0.0854858074211289i | 36.2 | 0.76663
| Harmonic Losses Based on Specified Harmonics | [78 empty] | 36.4 | 39.1341207697503+41.5082118146502i | 17.964179974998+26.1718542303015i | 5.55600288465399+11.9873109969645i | 3.5039010840995+8.5708162093158i | 491296.192141146+1405046.17429962i | 1.916214235504+3.87479482034046i | 0.0143880322809015+13.0931093756204i | 1.12730869527711+3.11658564024138i | 36.4 | 4.3227 | 13.0931 | 3.3142 | 0.238126833476367-0.0858377094750921i | 36.4 | 0.25313 | 0.76187316652363+0.0858377094750917i | 36.4 | 0.76669
|  | High-Pass Resistor Losses: | [12 empty] | 111618.9399 |  |  |  | Watts, 3-Phase or 380860 BTUs/Hour | [60 empty] | 36.6 | 39.3687610488574+41.5378925579328i | 18.1028145240268+26.2409949473791i | 5.60815820630372+12.0472215887404i | 3.53822685417845+8.62152823401656i | 496338.781856665+1416107.19594847i | 1.93421894235754+3.89363942574794i | 0.0143880322809015+13.1650495370249i | 1.13810367305199+3.1332913793386i | 36.6 | 4.3476 | 13.1651 | 3.3336 | 0.238094923662881-0.086188658266213i | 36.6 | 0.25321 | 0.761905076337122+0.0861886582662132i | 36.6 | 0.76676
|  | Iron-Core Reactor Losses: | [12 empty] | 2944.1292 |  |  |  | Watts, 3-Phase or 10046 BTUs/Hour | [60 empty] | 36.8 | 39.6023493567426+41.5661069515985i | 18.2412999781345+26.3091572108327i | 5.66043057696476+12.1067609100483i | 3.5726576890501+8.671985991848i | 501401.524421582+1427122.47249914i | 1.95225594074189+3.9123478041404i | 0.0143880322809015+13.2369896984294i | 1.14893634380943+3.14992734771407i | 36.8 | 4.3724 | 13.237 | 3.3529 | 0.238058088759416-0.0865386452993577i | 36.8 | 0.2533 | 0.761941911240584+0.0865386452993576i | 36.8 | 0.76684
|  | Total Harmonic Losses: | [12 empty] | 114563.069 |  |  |  | Watts, 3-Phase or 390905 BTUs/Hour | [60 empty] | 37 | 39.834882416289+41.5928752305751i | 18.379630418622+26.3763479278473i | 5.71281805470907+12.1659303623259i | 3.60719253099973+8.72219063273475i | 506484.314006463+1438092.35674075i | 1.97032449544936+3.93092061818706i | 0.0143880322809015+13.3089298598339i | 1.15980639149219+3.16649381873205i | 37 | 4.3971 | 13.3089 | 3.3722 | 0.238016429163282-0.0868876623143035i | 37 | 0.25338 | 0.761983570836716+0.0868876623143031i | 37 | 0.76692
[80 empty] | 37.2 | 40.0663571847388+41.6182174466924i | 18.5178000203323+26.4425739979071i | 5.76531870408112+12.2247313321852i | 3.64183032332518+8.77214328470312i | 511587.04461129+1449017.19325189i | 1.98842387520032+3.94935852277194i | 0.0143880322809015+13.3808700212384i | 1.17071350067362+3.18299105824777i | 37.2 | 4.4217 | 13.3809 | 3.3915 | 0.237970042551771-0.0872357012785234i | 37.2 | 0.25346 | 0.762029957448232+0.0872357012785235i | 37.2 | 0.76701
|  | Total Losses - All: | [12 empty] | 129942.1846 |  |  |  | Watts, 3-Phase or 443381 BTUs/Hour | [60 empty] | 37.4 | 40.2967708487377+41.6421534682768i | 18.6558030511559+26.5078423122613i | 5.81793059621451+12.2831651920843i | 3.67657001039987+8.82184505464161i | 516709.610070387+1459897.31863803i | 2.00655335266323+3.96766216532896i | 0.0143880322809015+13.4528101826429i | 1.1816573565481+3.19941932491706i | 37.4 | 4.4462 | 13.4528 | 3.4107 | 0.237919023977899-0.0875827543802741i | 37.4 | 0.25353 | 0.762080976022099+0.0875827543802737i | 37.4 | 0.7671
[80 empty] | 37.6 | 40.5261208194357+41.6647029798185i | 18.793633871521+26.5721597533835i | 5.87065180894743+12.3412333009727i | 3.7114105377354+8.87129702903622i | 521851.904057274+1470733.06176114i | 2.02471220447516+3.9858321861623i | 0.0143880322809015+13.5247503440474i | 1.19263764492274+3.21577887049358i | 37.6 | 4.4706 | 13.5248 | 3.4298 | 0.237863465962169-0.0879288140220225i | 37.6 | 0.2536 | 0.762136534037831+0.0879288140220224i | 37.6 | 0.76719
[80 empty] | 37.8 | 40.7544047276423+41.6858854817069i | 18.93128693387+26.6355331944283i | 5.92348042693555+12.3989370049129i | 3.74635085204339+8.92050027468092i | 527013.820089562+1481524.74396218i | 2.04289971126209+4.00386921875347i | 0.0143880322809015+13.5966905054519i | 1.2036540522101+3.23206994011379i | 37.8 | 4.4949 | 13.5967 | 3.4489 | 0.237803458580522-0.0882738728141438i | 37.8 | 0.25366 | 0.762196541419476+0.0882738728141435i | 37.8 | 0.76729
[80 empty] | 38 | 40.9816204190384+41.7057202900337i | 19.068756782122+26.6979694986839i | 5.97641454176323+12.4562776376761i | 3.78138990129694+8.96945583936316i | 532195.251533793+1492272.67927632i | 2.06111515765906+4.0217738900542i | 0.0143880322809015+13.6686306668564i | 1.214706265422+3.24829277257031i | 38 | 4.5192 | 13.6686 | 3.468 | 0.237739089548656-0.0886179235689101i | 38 | 0.25372 | 0.762260910451343+0.08861792356891i | 38 | 0.76739
[80 empty] | 38.2 | 41.2077659494452+41.7242265364622i | 19.2060380511216+26.7594755190224i | 6.02945225205254+12.5132565213156i | 3.81652663479145+9.01816475252788i | 537396.091610293+1502977.17464149i | 2.0793578323303+4.03954682076743i | 0.0143880322809015+13.7405708282609i | 1.22579397216416+3.26444760057434i | 38.2 | 4.5433 | 13.7406 | 3.487 | 0.237670444302913-0.0889609592947329i | 38.2 | 0.25377 | 0.762329555697089+0.0889609592947331i | 38.2 | 0.7675
[80 empty] | 38.4 | 41.4328395801501+41.7414231681605i | 19.3431254660751+26.8200580973489i | 6.08259166357047+12.5698749667173i | 3.85176000320474+9.06662802591749i | 542616.233398005+1513638.53010031i | 2.09762702798917+4.05718862561564i | 0.0143880322809015+13.8125109896655i | 1.23691686063193+3.28053465100758i | 38.4 | 4.5674 | 13.8125 | 3.506 | 0.237597606077858-0.0893029731906613i | 38.4 | 0.25383 | 0.762402393922144+0.0893029731906614i | 38.4 | 0.76761
[80 empty] | 38.6 | 41.6568397732918+41.7573289477969i | 19.4800138419743+26.8797240640497i | 6.13583088933395+12.6261342741293i | 3.8870889586568+9.11484665419174i | 547855.569839294+1524257.03899563i | 2.1159220414178+4.07469991359772i | 0.0143880322809015+13.88445115107i | 1.24807461960665+3.29655414516399i | 38.6 | 4.5913 | 13.8845 | 3.5249 | 0.237520655980741-0.0896439586411092i | 38.6 | 0.25387 | 0.76247934401926+0.0896439586411092i | 38.6 | 0.76773
[80 empty] | 38.8 | 41.8797651873026+41.7719624535962i | 19.6166980830089+26.9384802374399i | 6.18916804971302+12.6820357336689i | 3.92251245476879+9.16282161552598i | 553113.993744779+1534832.98816021i | 2.13424217348665+4.09208128823453i | 0.0143880322809015+13.9563913124745i | 1.25926693845307+3.31250629898203i | 38.8 | 4.6152 | 13.9564 | 3.5438 | 0.237439673062948-0.089983909210812i | 38.8 | 0.25392 | 0.762560326937053+0.0899839092108122i | 38.8 | 0.76785
|  | Info@VarStec.com | [34 empty] | 7 ¦ P a g e |  | Info@VarStec.com | [26 empty] | 8 ¦ P a g e | [13 empty] | 39 | 42.1016146724111+41.7853420794545i | 19.753173181967+26.996333423213i | 6.24260127253222+12.7375806258121i | 3.95802944672158+9.21055387219016i | 558391.397798083+1545366.65810016i | 2.1525867291736+4.10933334780404i | 0.0143880322809015+14.028331473879i | 1.27049350711719+3.32839132326773i | 39 | 4.639 | 14.0283 | 3.5626 | 0.237354734388617-0.0903228186399862i | 39 | 0.25396 | 0.762645265611386+0.0903228186399864i | 39 | 0.76798
[80 empty] | 39.2 | 42.3223872662037+41.7974860351114i | 19.8894342196249+27.0532904138908i | 6.29612869316941+12.792770221861i | 3.99363889131354+9.25804437110788i | 563687.67456065+1555858.32317303i | 2.17095501758294+4.12645668556596i | 0.0143880322809015+14.1002716352835i | 1.28175401612512+3.34420942390891i | 39.2 | 4.6627 | 14.1003 | 3.5814 | 0.23726591510052-0.0906606808396988i | 39.2 | 0.254 | 0.762734084899478+0.0906606808396984i | 39.2 | 0.7681
[80 empty] | 39.4 | 42.5420821892457+41.8084123463775i | 20.0254763641263+27.1093579882753i | 6.34974845465326+12.8476057843945i | 4.02933974701795+9.30529404439697i | 569002.716476482+1566308.25176029i | 2.18934635196381+4.14345188997665i | 0.0143880322809015+14.172211796688i | 1.29304815658235+3.35996080208119i | 39.4 | 4.6863 | 14.1722 | 3.6002 | 0.237173288483361-0.0909974898874195i | 39.4 | 0.25403 | 0.762826711516642+0.0909974898874197i | 39.4 | 0.76824
[80 empty] | 39.6 | 42.7606988407631+41.8181388554163i | 20.1612948703525+27.1645429109034i | 6.4034587077584+12.9020885677001i | 4.06513097403947+9.3523038098927i | 574336.415876894+1576716.70643448i | 2.20776004972842+4.1603195448947i | 0.0143880322809015+14.2441519580925i | 1.30437562017374+3.37564565444563i | 39.6 | 4.7098 | 14.2442 | 3.6189 | 0.237076926024568-0.0913332400227538i | 39.6 | 0.25406 | 0.762923073975432+0.0913332400227537i | 39.6 | 0.76837
[80 empty] | 39.8 | 42.9782367943842+41.826683221077i | 20.2968850792818+27.2188519315051i | 6.45725761109882+12.9562198181889i | 4.10101153437055+9.3990745716529i | 579688.664985226+1587083.94412135i | 2.22619543246984+4.1770602297775i | 0.0143880322809015+14.316092119497i | 1.31573609916408+3.39126417333922i | 39.8 | 4.7333 | 14.3161 | 3.6376 | 0.236976897472751-0.0916679256433513i | 39.8 | 0.25409 | 0.763023102527249+0.0916679256433512i | 39.8 | 0.76851
[80 empty] | 40 | 43.1946957939412+41.8340629192786i | 20.4322424173406+27.2722917844646i | 6.51114333121914+13.0100007747927i | 4.13698039184674+9.44560722044712i | 585059.355921584+1597410.21625709i | 2.24465182597947+4.19367451986905i | 0.0143880322809015+14.3880322809015i | 1.32712928639924+3.40681654695755i | 40 | 4.7566 | 14.388 | 3.6562 | 0.236873270893867-0.0920015413009758i | 40 | 0.25411 | 0.76312672910613+0.0920015413009754i | 40 | 0.76865
| Harmonic Filter Design - 5-Branch Harmonic Filter System | [36 empty] | Harmonic Filter Design - 5-Branch Harmonic Filter System | [41 empty] | 40.2 | 43.4100757493338+41.8402952434428i | 20.5673623957463+27.3248691882856i | 6.56511404268408+13.0634326693467i | 4.17303651220158+9.49190263422866i | 590448.380707523+1607695.76894077i | 2.2631285602639+4.21016298637959i | 0.0143880322809015+14.459972442306i | 1.33855487530765+3.42230295953069i | 40.2 | 4.7799 | 14.46 | 3.6748 | 0.236766112725233-0.0923340816977251i | 40.2 | 0.25413 | 0.763233887274766+0.092334081697725i | 40.2 | 0.7688
[80 empty] | 40.4 | 43.6243767324513+41.8453973049736i | 20.7022406098404+27.3765908450618i | 6.6191679281659+13.1165167269552i | 4.20917886312097+9.53796167859202i | 595855.631270731+1617940.84308221i | 2.28162496956145+4.22652619665729i | 0.0143880322809015+14.5319126037105i | 1.35001255990244+3.43772359149226i | 40.4 | 4.8031 | 14.5319 | 3.6933 | 0.236655487827473-0.0926655416823998i | 40.4 | 0.25415 | 0.763344512172526+0.0926655416823996i | 40.4 | 0.76895
[40 empty] | N: | [6 empty] | Number of capacitors per phase | [32 empty] | 40.6 | 43.8375989731572+41.8493860337826i | 20.8368727384163+27.4274634399515i | 6.67330317852992+13.1692541663431i | 4.24540641429679+9.58378520721466i | 601280.999449687+1628145.67454534i | 2.3001403923583+4.24276471435232i | 0.0143880322809015+14.603852765115i | 1.36150203478394+3.45307861964213i | 40.6 | 4.8261 | 14.6039 | 3.7118 | 0.236541459534489-0.0929959162470157i | 40.6 | 0.25417 | 0.763458540465512+0.0929959162470157i | 40.6 | 0.7691
| 🧮 FORMULAS | [38 empty] | VCAP VAR RATING: | [6 empty] | Capacitor can var rating (in Kvar) | [32 empty] | 40.8 | 44.0497428553335+41.852278178859i | 20.9712545430375+27.4774936406585i | 6.72751799291837+13.2216462001926i | 4.28171813748003+9.62937406228439i | 606724.376998326+1638310.49428753i | 2.31867417140404+4.25887909957354i | 0.0143880322809015+14.6757929265195i | 1.37302299514258+3.4683682173028i | 40.8 | 4.8492 | 14.6758 | 3.7303 | 0.236424089701532-0.0933252005234441i | 40.8 | 0.25418 | 0.76357591029847+0.0933252005234443i | 40.8 | 0.76926
[40 empty] | ICAP RMS CURRENT: | [6 empty] | RMS current seen by capacitor (amps rms) | [32 empty] | 41 | 44.2608089129855+41.8540903088806i | 21.1053818673506+27.526688096918i | 6.78181057883171+13.2736940354656i | 4.31811300653322+9.67472907491284i | 612185.655590647+1648435.52849446i | 2.33722565372672+4.27486990903827i | 0.0143880322809015+14.7477330879241i | 1.38457513676222+3.48359255447001i | 41 | 4.8721 | 14.7477 | 3.7487 | 0.236303438751476-0.0936533897801772i | 41 | 0.25419 | 0.763696561248523+0.0936533897801769i | 41 | 0.76942
| The below shows how a 1000 kvar 13.8kV 4.7th tuned HP Filter Design is computed manually and is the basis this spreadsheet. | [38 empty] | IFILTER RMS CURRENT: | [6 empty] | RMS current into filter branch (amps rms) | [32 empty] | 41.2 | 44.4707978264075+41.854838812867i | 21.23925063639+27.5750534399887i | 6.83617915220873+13.3253988737137i | 4.35458999748229+9.71985106553487i | 617664.726825352+1658520.99871129i | 2.35579419064748+4.29073769621528i | 0.0143880322809015+14.8196732493286i | 1.39615815602374+3.49875179795754i | 41.2 | 4.8949 | 14.8197 | 3.767 | 0.236179565719357-0.0939804794192195i | 41.2 | 0.25419 | 0.763820434280642+0.0939804794192193i | 41.2 | 0.76958
[40 empty] | DF: | [6 empty] | Damping Factor is R/XLn at the tuning harmonic number (hn), where XLn=XL x hn | [32 empty] | 41.4 | 44.6797104184084+41.8545399008714i | 21.3728568558787+27.6225962821521i | 6.89062193750437+13.3767619113737i | 4.39114808856785+9.76474084429581i | 623161.48223042+1668567.12196977i | 2.37437913779469+4.30648301146139i | 0.0143880322809015+14.8916134107331i | 1.40777174990918+3.51384611153666i | 41.4 | 4.9177 | 14.8916 | 3.7854 | 0.236052528295249-0.0943064649730884i | 41.4 | 0.25419 | 0.763947471704751+0.0943064649730883i | 41.4 | 0.76975
[46 empty] | R | Resistance of high-pass damping resistor | [32 empty] | 41.6 | 44.8875476505978+41.8532096047108i | 21.5061966115214+27.6693232162175i | 6.94513716776574+13.4277843400523i | 4.42778626029581+9.80939921142485i | 628675.813267699+1678574.11091175i | 2.39297985511742+4.32210640215182i | 0.0143880322809015+14.9635535721376i | 1.41941561600588+3.52887565607029i | 41.6 | 4.9403 | 14.9636 | 3.8036 | 0.235922382865565-0.0946313421019243i | 41.6 | 0.25419 | 0.764077617134437+0.0946313421019243i | 41.6 | 0.76992
[46 empty] | In | Current in amps at each harmonic | [32 empty] | 41.8 | 45.0943106197315+41.8508637787323i | 21.6392660682936+27.715240815035i | 6.99972308470627+13.4784673467969i | 4.46450349548735+9.85382695759677i | 634207.611337445+1688542.17390897i | 2.41159570689856+4.33760841280453i | 0.0143880322809015+15.0354937335421i | 1.43108945251125+3.54384058964213i | 41.8 | 4.9629 | 15.0355 | 3.8219 | 0.235789184552825-0.0949551065907084i | 41.8 | 0.25419 | 0.764210815447177+0.0949551065907085i | 41.8 | 0.77009
[80 empty] | 42 | 45.3000005541175+41.8475181006142i | 21.7720614697244+27.7603556310142i | 7.054377938778+13.5288121143562i | 4.50129877932839+9.89802486428223i | 639756.767782886+1698471.51517951i | 2.43022606176717+4.35298958519902i | 0.0143880322809015+15.1074338949466i | 1.44279295823748+3.55874106768108i | 42 | 4.9854 | 15.1074 | 3.8401 | 0.235652987253985-0.0952777543465707i | 42 | 0.25419 | 0.764347012746016+0.0952777543465707i | 42 | 0.77026
[38 empty] | Disclaimer and Use Limitation | [41 empty] | 42.2 | 45.5046188100807+41.8431880722011i | 21.904579137176+27.804674195653i | 7.10909998924195+13.5788198214287i | 4.53817109941833+9.94199370408549i | 645323.173894726+1708362.33490073i | 2.44887029271062+4.3682504584895i | 0.0143880322809015+15.1793740563511i | 1.4545258326168+3.5735772430809i | 42.2 | 5.0079 | 15.1794 | 3.8583 | 0.235513843677361-0.0955992813962054i | 42.2 | 0.25418 | 0.76448615632264+0.0955992813962054i | 42.2 | 0.77044
[38 empty] | This spreadsheet is provided for preliminary engineering evaluation only. The calculations are based on simplified, steady-state models and user-supplied input data and are intended to support initial screening, comparative analysis, and conceptual design. It is intended for use only by qualified technical professionals and should not be used as a substitute for detailed engineering studies, manufacturer-validated analyses, or final design verification. VarStec Power Solutions, LLC makes no representations or warranties, express or implied, and assumes no responsibility or liability for decisions or actions taken based on use of this tool. | [41 empty] | 42.4 | 45.7081668684874+41.8378890203712i | 22.0368154691183+27.8482030190719i | 7.16388750423671+13.6284916429005i | 4.57511944581824+9.98573424107225i | 650906.72091566+1718214.82931905i | 2.46752777708583+4.38339156931291i | 0.0143880322809015+15.2513142177556i | 1.46628777570674+3.58834926631556i | 42.4 | 5.0302 | 15.2513 | 3.8764 | 0.235371805378219-0.0959196838833625i | 42.4 | 0.25417 | 0.764628194621781+0.0959196838833624i | 42.4 | 0.77062
[80 empty] | 42.6 | 45.9106463313278+41.8316360979337i | 22.1687669403994+27.8909485895564i | 7.21873876084533+13.677828750073i | 4.61214281109845+10.0292472310857i | 656507.300044828+1728029.19085647i | 2.48619789663019+4.39841345189175i | 0.0143880322809015+15.3232543791601i | 1.47807848819578+3.60305728555019i | 42.6 | 5.0524 | 15.3233 | 3.8944 | 0.235226922793088-0.0962389580664343i | 42.6 | 0.25415 | 0.764773077206915+0.0962389580664345i | 42.6 | 0.7708
[80 empty] | 42.8 | 46.1120589183575+41.8244442845571i | 22.300430101513+27.9329173731093i | 7.2736520451599+13.7268323108793i | 4.64924019038525+10.0725334220531i | 662124.80244232+1737805.60821423i | 2.50488003747177+4.41331663813214i | 0.0143880322809015+15.3951945405646i | 1.48989767140901+3.61770144674802i | 42.8 | 5.0746 | 15.3952 | 3.9125 | 0.23507924527283-0.0965571003161185i | 42.8 | 0.25414 | 0.764920754727172+0.0965571003161187i | 42.8 | 0.77099
[80 empty] | 43 | 46.3124064637977+41.8163283877233i | 22.4318015778622+27.9741158130091i | 7.32862565234491+13.7755034900927i | 4.68641058140758+10.1155935542816i | 667759.119233589+1747544.26647324i | 2.52357359013912+4.42810165771729i | 0.0143880322809015+15.4671347019691i | 1.50174502731421+3.63228189377341i | 43 | 5.0967 | 15.4671 | 3.9305 | 0.234928821114563-0.0968741071131643i | 43 | 0.25412 | 0.765071178885437+0.0968741071131642i | 43 | 0.77118
[80 empty] | 43.2 | 46.5116909130917+41.8073030437118i | 22.5628780690204+28.0145503293789i | 7.38365788669842+13.8238434495241i | 4.72365298454245+10.1584283607446i | 673410.141513871+1757245.34719191i | 2.54227794957035+4.44276903819634i | 0.0143880322809015+15.5390748633736i | 1.51362025852787+3.64679876849102i | 43.2 | 5.1187 | 15.5391 | 3.9484 | 0.234775697592419-0.0971899750461886i | 43.2 | 0.2541 | 0.765224302407583+0.0971899750461888i | 43.2 | 0.77137
[80 empty] | 43.4 | 46.7099143197198+41.7973827186069i | 22.6936563479897+28.0542273187613i | 7.43874706171161+13.8718533482108i | 4.76096640286007+10.201038567359i | 679077.760352608+1766909.02850109i | 2.56099251512172+4.45731930506898i | 0.0143880322809015+15.6110150247781i | 1.5255230683215+3.66125221086127i | 43.4 | 5.1407 | 15.611 | 3.9664 | 0.23461992098724-0.0975047008095639i | 43.4 | 0.25407 | 0.765380079012759+0.0975047008095637i | 43.4 | 0.77157
[38 empty] | Appendix A | [41 empty] | 43.6 | 46.9070788420705+41.7865817093302i | 22.8241332604571+28.093153153705i | 7.49389150012645+13.9195343425972i | 4.79834984216833+10.243424893253i | 684761.866797812+1776535.48519632i | 2.57971669057567+4.471752981866i | 0.0143880322809015+15.6829551861827i | 1.53745316062808+3.67564235903258i | 43.6 | 5.1625 | 15.683 | 3.9842 | 0.234461536615229-0.0978182812013779i | 43.6 | 0.25405 | 0.765538463384771+0.0978182812013778i | 43.6 | 0.77176
[80 empty] | 43.8 | 47.1031867403689+41.7749141446967i | 22.9543057240486+28.1313341823583i | 7.54908953399167+13.9668875867059i | 4.83580231105665+10.2855880510252i | 690462.351880433+1786124.88882755i | 2.59844988414829+4.4860705902258i | 0.0143880322809015+15.7548953475872i | 1.54941024004853+3.68996934942993i | 43.8 | 5.1843 | 15.7549 | 4.0021 | 0.234300588855602-0.0981307131214558i | 43.8 | 0.25402 | 0.765699411144398+0.0981307131214557i | 43.8 | 0.77196
[38 empty] | Filter and Source Harmonic Current Injection Response | [41 empty] | 44 | 47.2982403736596+41.7623939864927i | 23.0841707275813+28.1687767280718i | 7.60433950471696+14.0139142323011i | 4.87332282093911+10.3275287469951i | 696179.106618684+1795677.40778628i | 2.61719150849601+4.50027264996698i | 0.0143880322809015+15.8268355089917i | 1.56139401185838+3.70423331684025i | 44 | 5.206 | 15.8268 | 4.0199 | 0.234137121177271-0.0984419935694388i | 44 | 0.25399 | 0.765862878822728+0.0984419935694386i | 44 | 0.77216
[38 empty] | The chart on page 11 illustrates the predicted source harmonic current (based on source impedance data entered on page 5, row 124) for a 1 amp harmonic current injection applied at the harmonic filter bus. The analysis is performed from the 1st through the 50th harmonic and provides insight into how harmonic currents injected at the filter terminals (representing harmonic current produced by VFDs and other non-linear plant loads) divide between the utility source and the harmonic filter network. The plotted quantity represents the ratio of harmonic current flowing toward the utility source to the injected harmonic current at each harmonic order. In this analysis, the injected harmonic current is fixed at 1 amp for each harmonic order evaluated. The resulting value therefore indicates how much harmonic current will flow toward the utility source for every 1 amp of harmonic current injected at the filter bus. For example: A value of 0.20 indicates that 20% of the injected harmonic current flows toward the source. A value of 1.0 indicates no mitigation benefit, meaning essentially all injected harmonic current flows toward the source. Values greater than 1.0 indicate harmonic current magnification caused by resonance between the filter system and the utility source impedance. A value of above 1 indicates the current was magnified and that the filter is actually amplifying the currents from the non-linear load. This behavior is important because harmonic filters do not operate as ideal current sinks. The filter capacitors interact with the utility system inductance and create resonant conditions whose frequency and damping characteristics depend on: utility short-circuit strength and X/R ratio, harmonic filter tuning, filter effective reactive power rating, damping resistor ohmic value (if present), filter topology (C-HP, Notch, HP, H-Type), and number of filter branches. Parallel and near parallel resonance conditions (peaks in the chart) can amplify injected harmonics to the source (often referred to as the PCC) and to the harmonic filter (see page 12). In these regions, the source current may exceed the injected harmonic current magnitude, producing source currents greater than 1 amp. This is not an error in the calculation. It is a real system phenomenon associated with resonant energy exchange between the source inductance and filter effective impedance. | [41 empty] | 44.2 | 47.4922421968465+41.7490350305743i | 23.2137253303144+28.20548708901i | 7.65963976312534+14.0606154290447i | 4.91091038609712+10.3692476814449i | 701912.022022386+1805193.20739035i | 2.63594098072213+4.51435967915744i | 0.0143880322809015+15.8987756703962i | 1.57340418201464+3.71843439449483i | 44.2 | 5.2276 | 15.8988 | 4.0376 | 0.233971176164621-0.0987521196429374i | 44.2 | 0.25396 | 0.766028823835381+0.0987521196429376i | 44.2 | 0.77237
| One-Line Diagram High-Pass Filter Design Parameters | [78 empty] | 44.4 | 47.6851947577866+41.7348509079864i | 23.3429666611996+28.2414715377731i | 7.71498866950412+14.1069923246434i | 4.94856402372136+10.410745548855i | 707660.989097223+1814672.44996627i | 2.65469772238238+4.52833219418007i | 0.0143880322809015+15.9707158318007i | 1.5854404571625+3.73257271414862i | 44.4 | 5.2491 | 15.9707 | 4.0553 | 0.233802795542399-0.0990610885357225i | 44.4 | 0.25392 | 0.7661972044576+0.0990610885357222i | 44.4 | 0.77257
[80 empty] | 44.6 | 47.8771006944385+41.7198550860996i | 23.4718919181294+28.276736321026i | 7.77038459365359+14.1530460649902i | 4.98628275395317+10.4520230381295i | 713425.898849058+1824115.29492936i | 2.67346115949013+4.54219070979472i | 0.0143880322809015+16.0426559932052i | 1.59750254464239+3.74664840615667i | 44.6 | 5.2706 | 16.0427 | 4.073 | 0.233632020199749-0.0993688975359873i | 44.6 | 0.25389 | 0.766367979800252+0.0993688975359873i | 44.6 | 0.77278
[80 empty] | 44.8 | 48.0679627320652+41.7040608697652i | 23.6004983671855+28.3112876591382i | 7.82582591493446+14.1987777942967i | 5.02406559992525+10.4930808328154i | 719206.642288161+1833521.89886164i | 2.69223072252095+4.55593573919707i | 0.0143880322809015+16.1145961546097i | 1.60959015249692+3.7606615995476i | 44.8 | 5.2919 | 16.1146 | 4.0906 | 0.233458890213421-0.0996755440246503i | 44.8 | 0.25385 | 0.766541109786577+0.0996755440246501i | 44.8 | 0.77299
| Nomenclature and Parameter Definitions for Harmonic Filter Design | [78 empty] | 45 | 48.2577836804888+41.6874814024869i | 23.7287833418873+28.345131745832i | 7.88131102231351+14.2441886552205i | 5.06191158780177+10.5339196113149i | 725003.110433443+1842892.41558759i | 2.71100584641665+4.56956779407463i | 0.0143880322809015+16.1865363160142i | 1.62170298947801+3.77461242209483i | 45 | 5.3132 | 16.1865 | 4.1082 | 0.233283444870227-0.0999810254737144i | 45 | 0.25381 | 0.766716555129774+0.0999810254737145i | 45 | 0.77321
|  |  | Xeff: | [6 empty] | Effective reactance of the harmonic filter | [69 empty] | 45.2 | 48.4465664314002+41.6701296676079i | 23.8567442424396+28.3782747478402i | 7.93683831440745+14.2892797889848i | 5.09981974681792+10.5745400470893i | 730815.194316653+1852226.99624772i | 2.72978597058873+4.58308738465931i | 0.0143880322809015+16.2584764774187i | 1.63384076505403+3.78850100038464i | 45.2 | 5.3345 | 16.2585 | 4.1258 | 0.233105722688697-0.10028533944467i | 45.2 | 0.25376 | 0.766894277311303+0.10028533944467i | 45.2 | 0.77342
|  |  | Qeff: | [6 empty] | Effective reactive power output of the harmonic filter (considering fundamental current only) | [69 empty] | 45.4 | 48.6343139557192+41.6520184895127i | 23.9843785349807+28.4107228045727i | 7.99240619952527+14.3340523354919i | 5.13778910931877+10.614942808858i | 736642.784986582+1861525.78937035i | 2.74857053892123+4.59649501977753i | 0.0143880322809015+16.3304166388232i | 1.64600318941693+3.80232745988228i | 45.4 | 5.3556 | 16.3304 | 4.1433 | 0.232925761440054-0.100588483586947i | 45.4 | 0.25372 | 0.767074238559947+0.100588483586947i | 45.4 | 0.77364
|  |  | QRATED PER PHASE: | [6 empty] | kvar rating of main capacitor group at their rated voltage (not the application voltage) | [69 empty] | 45.6 | 48.8210293010064+41.6331605348426i | 24.1116837508307+28.442482027793i | 8.04801309570875+14.3785074334306i | 5.17581871079754+10.6551285607886i | 742485.773513209+1870788.94094125i | 2.76735899977308+4.60979120689718i | 0.0143880322809015+16.4023568002277i | 1.65818997348949+3.81609192499525i | 45.6 | 5.3767 | 16.4024 | 4.1608 | 0.232743598168452-0.100890455636406i | 45.6 | 0.25367 | 0.767256401831547+0.100890455636405i | 45.6 | 0.77386
|  |  | VLLSYS: | [6 empty] | Nominal system line-to-line voltage | [69 empty] | 45.8 | 49.0067155889272+41.6135683137234i | 24.2386574857411+28.4735585013034i | 8.10365743077155+14.4226462203781i | 5.21390758993331+10.6950979626827i | 748344.050991845+1880016.5944714i | 2.78615080597999+4.62297645217235i | 0.0143880322809015+16.4742969616322i | 1.67040082893265+3.82979451913463i | 45.8 | 5.3976 | 16.4743 | 4.1782 | 0.232559269210582-0.101191253413879i | 45.8 | 0.25362 | 0.76744073078942+0.101191253413879i | 45.8 | 0.77408
|  |  | XC: | [6 empty] | Capacitive reactance of the harmonic filter capacitor at fundamental frequency | [69 empty] | 46 | 49.1913760127652+41.5932541810063i | 24.3652973991445+28.5039582806395i | 8.15933764233647+14.4664698328945i | 5.25205478862785+10.734851670154i | 754217.50854725+1889208.89106305i | 2.80494541485547+4.63605126048504i | 0.0143880322809015+16.5462371230367i | 1.68263546815265+3.84343536477378i | 46 | 5.4186 | 16.5462 | 4.1956 | 0.232372810214587-0.101490874823742i | 46 | 0.25357 | 0.767627189785415+0.101490874823742i | 46 | 0.77431
|  |  | XL: | [6 empty] | Inductive reactance of the harmonic filter reactor at fundamental frequency | [69 empty] | 46.2 | 49.375013834986+41.5722303375183i | 24.4916012134058+28.5336873927747i | 8.21505217787146+14.5099794066143i | 5.29025935204242+10.7743903348016i | 760106.037337703+1898365.9694738i | 2.82374228819164+4.64901613548488i | 0.0143880322809015+16.6181772844413i | 1.69489360430843+3.8570145835053i | 46.2 | 5.4394 | 16.6182 | 4.213 | 0.232184256158399-0.101789317852531i | 46.2 | 0.25352 | 0.7678157438416+0.101789317852531i | 46.2 | 0.77453
|  |  | hn: | [6 empty] | harmonic number of filter tuning point | [69 empty] | 46.4 | 49.5576323848497+41.5505088313231i | 24.6175667130744+28.5627518358326i | 8.27079949472343+14.5531760763301i | 5.32852032863331+10.8137146043762i | 766009.528559096+1907487.96617913i | 2.84254089225943+4.6618715796262i | 0.0143880322809015+16.6901174458458i | 1.70717495131897+3.8705322960956i | 46.4 | 5.4601 | 16.6901 | 4.2303 | 0.231993641367455-0.102086580567598i | 46.4 | 0.25346 | 0.768006358632545+0.102086580567598i | 46.4 | 0.77476
|  |  | hf: | [6 empty] | harmonic frequency of filter tuning point in Hertz | [69 empty] | 46.6 | 49.7392350560729+41.528101558992i | 24.7431917441382+28.5911575788092i | 8.32657806015109+14.5960609760731i | 5.36683677018714+10.8528251229414i | 771927.87344897+1916575.01543312i | 2.86134069780797+4.67461809420287i | 0.0143880322809015+16.7620576072503i | 1.71947922387047+3.88398862253756i | 46.6 | 5.4808 | 16.7621 | 4.2476 | 0.231800999531828-0.10238266111579i | 46.6 | 0.2534 | 0.768199000468171+0.10238266111579i | 46.6 | 0.77499
|  |  | f: | [6 empty] | frequency | [69 empty] | 46.8 | 49.919825304537+41.5050202668821i | 24.8684742132791+28.6189105613054i | 8.38238635135592+14.6386352391869i | 5.40520773185547+10.8917225310297i | 777860.963290529+1925627.24932765i | 2.88014118006385+4.68725617938113i | 0.0143880322809015+16.8339977686548i | 1.73180613742383+3.89738368210135i | 46.8 | 5.5014 | 16.834 | 4.2648 | 0.23160636372283-0.102677557722181i | 46.8 | 0.25335 | 0.768393636277171+0.102677557722181i | 46.8 | 0.77522
|  |  | HL: | [6 empty] | Tuning Reactor Henry rating (millihenries) | [69 empty] | 47 | 50.0994066460467+41.4812765524233i | 24.9934120871303+28.646016693266i | 8.43822285551166+14.6808999983977i | 5.44363227218881+10.9304074657928i | 783808.689416635+1934644.7978499i | 2.89894181872955+4.69978633423023i | 0.0143880322809015+16.9059379300593i | 1.74415540822183+3.91071759338318i | 47 | 5.5219 | 16.9059 | 4.282 | 0.231409766409059-0.102971268688819i | 47 | 0.25329 | 0.768590233590942+0.102971268688819i | 47 | 0.77546
|  |  | IRATED FUNDAMENTAL : | [6 empty] | Fundamental current rating of filter bank | [69 empty] | 47.2 | 50.2779826541327+41.4568818654111i | 25.1180033915363+28.6724818547305i | 8.49408606979229+14.7228563858799i | 5.48210945317+10.9688805611466i | 789770.943213786+1943627.78893848i | 2.91774209798151+4.71220905675109i | 0.0143880322809015+16.9778780914638i | 1.75652675329655+3.92399047435252i | 47.2 | 5.5424 | 16.9779 | 4.2992 | 0.231211239471945-0.103263792393515i | 47.2 | 0.25322 | 0.768788760528054+0.103263792393514i | 47.2 | 0.77569
|  | VCAP FUNDAMENTAL VOLTAGE: | [7 empty] | Fundamental voltage drop across capacitor | [69 empty] | 47.4 | 50.4555569579001+41.4318475093068i | 25.242246210814+28.6983118955912i | 8.54997450139842+14.7645055333161i | 5.520638340247+11.0071424479113i | 795747.616126045+1952576.34853782i | 2.9365415064676+4.72452484390298i | 0.0143880322809015+17.0498182528683i | 1.76891989047656+3.93720244239729i | 47.4 | 5.5628 | 17.0498 | 4.3163 | 0.231010814220789-0.103555127288661i | 47.4 | 0.25316 | 0.76898918577921+0.103555127288661i | 47.4 | 0.77593
|  |  | VCAP HARMONIC VOLTAGE: | [6 empty] | Harmonic voltage drop across capacitor | [69 empty] | 47.6 | 50.6321332399266+41.4061846425423i | 25.3661386870169+28.7235126353603i | 8.60588666758233+14.8058485719544i | 5.55921800236511+11.0451937539475i | 801738.599658984+1961490.60065142i | 2.95533953730405+4.73673419162856i | 0.0143880322809015+17.1217584142728i | 1.78133453839423+3.95035361436757i | 47.6 | 5.5831 | 17.1218 | 4.3334 | 0.230808521407334-0.103845271900072i | 47.6 | 0.25309 | 0.769191478592664+0.103845271900072i | 47.6 | 0.77617
|  |  | VCAP RMS VOLTAGE: | [6 empty] | Capacitor RMS voltage (fundamental voltage + harmonic voltages) | [69 empty] | 47.8 | 50.8077152341986+41.3799042798294i | 25.4896790192026+28.7480898629472i | 8.66182109567123+14.8468866326597i | 5.59784751199855+11.0830351042861i | 807743.785383571+1970370.66739348i | 2.97413568807198+4.74883759487692i | 0.0143880322809015+17.1936985756773i | 1.79377041649295+3.96344410661761i | 47.8 | 5.6033 | 17.1937 | 4.3505 | 0.230604391239874-0.104134224825861i | 47.8 | 0.25303 | 0.769395608760127+0.104134224825861i | 47.8 | 0.77641
|  |  | VPEAK CAP VOLTAGE: | [6 empty] | Capacitor voltage assuming or harmonics are coincident | [69 empty] | 48 | 50.9823067240997+41.3530172934746i | 25.6128654627016+28.7720493364427i | 8.71777632308963+14.8876208459631i | 5.63652594518145+11.1206671212548i | 813763.06494002+1979216.66903919i | 2.99292946081344+4.7608355476251i | 0.0143880322809015+17.2656387370818i | 1.8062272450344+3.97647403504625i | 48 | 5.6234 | 17.2656 | 4.3675 | 0.230398453396912-0.10442198473534i | 48 | 0.25296 | 0.769601546603088+0.10442198473534i | 48 | 0.77665
[9 empty] | VCAP MAIN RMS VOLTAGE: | Capacitor RMS voltage including harmonics | [69 empty] | 48.2 | 51.1559115404342+41.3255344146956i | 25.73569632839+28.795396782914i | 8.77375089737945+14.9280523421053i | 5.67525238153826+11.1580904245996i | 819796.330041676+1988028.72407381i | 3.01172036202671+4.77272854289787i | 0.0143880322809015+17.3375788984863i | 1.81870474510565+3.98944351513588i | 48.2 | 5.6435 | 17.3376 | 4.3844 | 0.230190737040401-0.104708550367944i | 48.2 | 0.25289 | 0.769809262959598+0.104708550367943i | 48.2 | 0.7769
[9 empty] | VCAP MAIN, PEAK CAP VOLTAGE: | Capacitor peak voltage, including harmonics, and assuming peaks are in phase. | [69 empty] | 48.4 | 51.3285335595019+41.2974662349425i | 25.8581699819649+28.8181378982064i | 8.82974337621934+14.968182251078i | 5.71402590431359+11.1953056316025i | 825843.472478814+1996806.94924034i | 3.03050790266136+4.78451707278607i | 0.0143880322809015+17.4095190598908i | 1.83120263862633+4.00235266198992i | 48.4 | 5.6635 | 17.4095 | 4.4014 | 0.229981270828566-0.10499392053218i | 48.4 | 0.25281 | 0.770018729171432+0.104993920532179i | 48.4 | 0.77714
[80 empty] | 48.6 | 51.5001767012074+41.2688232072194i | 25.9802848432234+28.8402783467547i | 8.88575232744238+15.0080117026608i | 5.7528456004014+11.2323133571945i | 831904.384122421+2005551.459586i | 3.04929159811285+4.79620162846336i | 0.0143880322809015+17.4814592212953i | 1.84372064835575+4.01520159036883i | 48.6 | 5.6835 | 17.4815 | 4.4183 | 0.229770082928333-0.105278094104608i | 48.6 | 0.25274 | 0.770229917071666+0.105278094104608i | 48.6 | 0.77739
|  | Info@VarStec.com | [34 empty] | 9 ¦ P a g e |  | Info@VarStec.com | [26 empty] | 10 ¦ P a g e | [13 empty] | 48.8 | 51.6708449272181+41.2396156474089i | 26.1020393853444+28.8618237614032i | 8.94177632905225+15.0475418264549i | 5.79171056037363+11.2691142140649i | 837978.956927995+2014262.36850749i | 3.06807096821647+4.80778270020167i | 0.0143880322809015+17.5533993826998i | 1.85625849789996+4.0279904147249i | 48.8 | 5.7033 | 17.5534 | 4.4351 | 0.229557201027367-0.105561070028834i | 48.8 | 0.25267 | 0.770442798972631+0.105561070028834i | 48.8 | 0.77764
[80 empty] | 49 | 51.8405422391581+41.2098537355973i | 26.2234321341744+28.8827797432335i | 8.99781396923822+15.0867737519136i | 5.83061987850832+11.3057088127664i | 844067.082939268+2022939.78779508i | 3.08684553724082+4.81926077738502i | 0.0143880322809015+17.6253395441044i | 1.86881591171872+4.04071924923543i | 49 | 5.7231 | 17.6253 | 4.452 | 0.229342652345748-0.105842847314529i | 49 | 0.25259 | 0.770657347654253+0.105842847314529i | 49 | 0.77789
[80 empty] | 49.2 | 52.0092726768438+41.1795475174i | 26.3444616675163+28.9031518614009i | 9.05386384638858+15.1257086083692i | 5.86957265281685+11.3420977618168i | 850168.654291928+2031583.82767549i | 3.10561483388103+4.83063634852237i | 0.0143880322809015+17.6972797055089i | 1.88139261513244+4.05338820783493i | 49.2 | 5.7428 | 17.6973 | 4.4687 | 0.229126463647285-0.106123425036473i | 49.2 | 0.25251 | 0.770873536352714+0.106123425036473i | 49.2 | 0.77814
[80 empty] | 49.4 | 52.1770403165625+41.1487069052878i | 26.4651266144229+28.9229456529788i | 9.10992456910286+15.1643475250577i | 5.90856798507119+11.3782816677967i | 856283.56321732+2040194.59685378i | 3.12437839125138+4.841909901259i | 0.0143880322809015+17.7692198669134i | 1.89398833432922+4.06599740424604i | 49.4 | 5.7625 | 17.7692 | 4.4855 | 0.228908661250492-0.106402802333617i | 49.4 | 0.25243 | 0.771091338749508+0.106402802333617i | 49.4 | 0.7784
[80 empty] | 49.6 | 52.3438492693842+41.1173416799117i | 26.5854256544931+28.9421666228123i | 9.16599475620252+15.2026916311391i | 5.94760498082991+11.414261135444i | 862411.702046093+2048772.20255399i | 3.14313574687736+4.85308192238677i | 0.0143880322809015+17.8411600283179i | 1.90660279637149+4.07854695200904i | 49.6 | 5.782 | 17.8412 | 4.5022 | 0.228689271039222-0.106680978408158i | 49.6 | 0.25235 | 0.771310728960776+0.106680978408158i | 49.6 | 0.77865
[80 empty] | 49.8 | 52.5097036795181+41.0854614914271i | 26.7053575171734+28.9608202433778i | 9.22207303674075+15.2407420557161i | 5.98668274946403+11.4500367677441i | 868552.963211844+2057316.75055887i | 3.16188644268755+4.86415289785307i | 0.0143880322809015+17.9131001897224i | 1.91923572920298+4.09103696451038i | 49.8 | 5.8015 | 17.9131 | 4.5189 | 0.228468318472986-0.10695795252465i | 49.8 | 0.25227 | 0.771531681527013+0.10695795252465i | 49.8 | 0.77891
| Harmonic Filter Design - 5-Branch Harmonic Filter System | [36 empty] | Harmonic Filter Design - 5-Branch Harmonic Filter System | [41 empty] | 50 | 52.6746077227019+41.0530758608172i | 26.8249209810622+28.9789119546525i | 9.27815805001024+15.2784999278502i | 6.02580040418217+11.4856091660178i | 874707.239254751+2065828.34524855i | 3.18063002500484+4.87512331276899i | 0.0143880322809015+17.9850403511269i | 1.93188686165536+4.10346755501013i | 50 | 5.8209 | 17.985 | 4.5355 | 0.228245828596963-0.107233724009114i | 50 | 0.25218 | 0.771754171403037+0.107233724009114i | 50 | 0.77917
Adding damping resistors, thereby lowering the damping factor, reduces the duty on the filter reactor and helps broaden the filtering response of the filter branch. However, reducing the damping factor too much, meaning using a low resistance value for the HP resistor, increases losses in the HP resistors. In such cases, when necessary, and especially at lower tuning points, C-HP filters should be employed. In such cases, when necessary, and especially at lower tuning points, C-HP filters, which share identical filter impedance characteristics with HP filters, should be employed. See the C-HP Filter Design tab for additional information and to assist with C-HP filter design. Finally, when the harmonic current flow diagram shows a high peak, and interharmonics or harmonics are present near that peak, additional damping may be required. Alternatively, moving the filter tuning point closer to that location may be necessary to prevent resonance and eliminate amplification. This is often why multi-tuned notch filters are used. The addition of a filter branch removes the possibility of resonances (precludes resonances) at the filter tuning point.
This effect is one of the primary reasons damping resistors are incorporated into high-pass, C-high-pass, and H-filter harmonic filter (see tab on H-filter design for further details) designs. Proper damping resistor selection reduces resonance magnification, broadens attenuation bandwidth, and stabilizes filter performance across varying system conditions. The response curve therefore serves three purposes: Mitigation Assessment Identifies frequencies where harmonic current is effectively diverted into the filter network rather than propagated toward the utility source. Resonance and Magnification Assessment Identifies frequencies where filter-to-system interaction may amplify harmonic current flow toward the source, potentially resulting in IEEE 519 limits being exceeded. Filter Performance Assessment The chart below helps assess the level of harmonic current the filter is expected to carry. At the tuning point, when the filter branch is lightly damped, which is typical when the damping factor is high (high damping resistance), nearly all of the injected harmonic current may flow into the filter. This can result in filter overload.
|  | Info@VarStec.com | [34 empty] | 11 ¦ P a g e |  | Info@VarStec.com | [26 empty] | 12 ¦ P a g e
| Harmonic Filter Design - 5-Branch Harmonic Filter System | [36 empty] | Harmonic Filter Design - 5-Branch Harmonic Filter System
| Appendix B | [36 empty] | Appendix C
| Driving Point Harmonic Impedance Scan Overview | [36 empty] | Expected Performance Assuming Linear Source Impedance
| A driving point harmonic impedance scan shows system impedance versus harmonic number or frequency. Impedance magnitude is plotted in ohms and is used to evaluate how the system responds to harmonic current injection. The scan provided below includes the filter impedance, source impedance, and total system impedance based on short circuit informatoin provided on page 5. The source impedance plot (red curve in plot below) is a straight line based on the reactance and resistance of the source. This provides a practical reference for evaluating harmonic current division, filter performance, and resonant conditions. When filter impedance is lower than source impedance, more harmonic current flow is expected to flow toward the filter. When filter impedance is higher, more current flow is expected to flow toward the. When the two are approximately equal, current divides roughly 50/50. Resonant points, especially those below the filter tuning point, should be reviewed to determine whether they coincide with significant harmonic current injection. If they do, the scan may indicate a potential problem condition. The amplification/attentuation plots in Appendix A helps to identify these resonances. Overall, the scan provides a practical approximation of system behavior, especially in industrial systems where the step-down transformer dominates the source impedance. | [36 empty] | The filter system performance is evaluated using the short-circuit data entered on page 5, row 124. This data is used to calculate the source impedance, assuming no supply-side capacitors other than those entered on page 1. The source impedance, filter/capacitor impedance, and harmonic current injection data are then analyzed together to determine the actual filter performance.
Harmonic Injection into Filter/Source Impedance (i.e., Nonlinear Load Current Injection)
[38 empty] | (n) Harmonic: | [6 empty] | 1 |  | 2 | 3 | 4 |  | 5 | 7 | 11 | 13 | 17 |  | 19 | 23 | 25 | 29 | 31 |  | 35 |  | 37
[38 empty] | (In) Injected: | [6 empty] | 555.5901 |  | 1 | 1 | 1 |  | 120 | 100 | 80 | 60 | 40 |  | 30 | 20 | 10 | 8 | 6 |  | 4 |  | 1
Expected Harmonic Filter Banch Currentsc
Branch Current Magnification Factor for the drive injected harmonics into source + filter
I Branch,1 - Current Flow
[38 empty] | (n) Harmonic: | [6 empty] | 1 |  | 2 | 3 | 4 |  | 5 | 7 | 11 | 13 | 17 |  | 19 | 23 | 25 | 29 | 31 |  | 35 |  | 37 |  |  |  |  | Current Into Filter Incoming
[38 empty] | (In) Injected: | [6 empty] | 138.8931 |  | 0.035953 | 0.13334 | 0.90699 |  | 116.784 | 12.1145 | 2.2364 | 1.0968 | 1.3712 |  | 1.1812 | 0.9158 | 0.48128 | 0.4163 | 0.32264 |  | 0.22805 |  | 0.058554 |  |  |  | ∑ 5 Branches |  |  | Harm # | BCMF |  |  | Utilization Factor
[69 empty] | 0.13386 | 0.13386 |  | 2 | 1 | 8.1015e-06 |  | 100%
[38 empty] | I Branch,2 - Current Flow | [30 empty] | 0.42979 | 0.42972 |  | 3 | 1.0002 | 0.00015884 |  | 99.98%
[38 empty] | (n) Harmonic: | [6 empty] | 1 |  | 2 | 3 | 4 |  | 5 | 7 | 11 | 13 | 17 |  | 19 | 23 | 25 | 29 | 31 |  | 35 |  | 37 |  |  |  | 2.2051 | 2.1984 |  | 4 | 1.0031 | 0.0030829 |  | 99.69%
[38 empty] | (In) Injected: | [6 empty] | 138.8978 |  | 0.033572 | 0.10705 | 0.51003 |  | 30.2595 | 94.7342 | 5.8227 | 2.5625 | 2.898 |  | 2.4248 | 1.8014 | 0.93075 | 0.78188 | 0.59817 |  | 0.41296 |  | 0.1049 |  |  |  | 184.0548 | 144.5262 |  | 5 | 1.2735 | 0.2735 |  | 78.52%
[69 empty] | 143.8895 | 106.6043 |  | 7 | 1.3498 | 0.34975 |  | 74.09%
[38 empty] | I Branch,3 - Current Flow | [30 empty] | 105.1839 | 82.9203 |  | 11 | 1.2685 | 0.26849 |  | 78.83%
[38 empty] | (n) Harmonic: | [6 empty] | 1 |  | 2 | 3 | 4 |  | 5 | 7 | 11 | 13 | 17 |  | 19 | 23 | 25 | 29 | 31 |  | 35 |  | 37 |  |  |  | 68.4214 | 58.8262 |  | 13 | 1.1631 | 0.16311 |  | 85.98%
[38 empty] | (In) Injected: | [6 empty] | 138.8993 |  | 0.032285 | 0.09565 | 0.4019 |  | 19.1387 | 20.0978 | 68.6363 | 14.8348 | 10.0087 |  | 7.6 | 5.0547 | 2.5202 | 2.0082 | 1.5047 |  | 1.003 |  | 0.2509 |  |  |  | 33.4779 | 33.4621 |  | 17 | 1.0005 | 0.00047204 |  | 99.95%
[69 empty] | 24.3304 | 24.316 |  | 19 | 1.0006 | 0.00058929 |  | 99.94%
[38 empty] | I Branch,4 - Current Flow | [30 empty] | 15.7 | 15.6718 |  | 23 | 1.0018 | 0.0018044 |  | 99.82%
[38 empty] | (n) Harmonic: | [6 empty] | 1 |  | 2 | 3 | 4 |  | 5 | 7 | 11 | 13 | 17 |  | 19 | 23 | 25 | 29 | 31 |  | 35 |  | 37 |  |  |  | 7.784 | 7.7649 |  | 25 | 1.0025 | 0.0024661 |  | 99.75%
[38 empty] | (In) Injected: | [6 empty] | 138.8995 |  | 0.032051 | 0.093742 | 0.38621 |  | 17.8725 | 16.943 | 28.4885 | 49.9273 | 19.1997 |  | 13.1242 | 7.928 | 3.8518 | 2.9674 | 2.1973 |  | 1.4385 |  | 0.35728 |  |  |  | 6.1738 | 6.1506 |  | 29 | 1.0038 | 0.0037664 |  | 99.62%
[69 empty] | 4.6229 | 4.6027 |  | 31 | 1.0044 | 0.004393 |  | 99.56%
[38 empty] | I Branch,5 - Current Flow | [30 empty] | 3.0825 | 3.0654 |  | 35 | 1.0056 | 0.0055811 |  | 99.44%
[38 empty] | (n) Harmonic: | [6 empty] | 1 |  | 2 | 3 | 4 |  | 5 | 7 | 11 | 13 | 17 |  | 19 | 23 | 25 | 29 | 31 |  | 35 |  | 37 |  |  |  | 0.77163 | 0.76692 |  | 37 | 1.0061 | 0.0061371 |  | 99.39%
[38 empty] | (In) Injected: | [6 empty] | 0.000463 |  | 1.0603e-07 | 3.0611e-07 | 1.237e-06 |  | 5.5724e-05 | 4.849e-05 | 4.9085e-05 | 4.9067e-05 | 0.00037027 |  | 0.00017534 | 6.6288e-05 | 2.9282e-05 | 2.0254e-05 | 1.4505e-05 |  | 9.0602e-06 |  | 2.2118e-06 | [8 empty] | 107.7%
I Filter Input (h)
[38 empty] | (n) Harmonic: | [6 empty] | 1 |  | 2 | 3 | 4 |  | 5 | 7 | 11 | 13 | 17 |  | 19 | 23 | 25 | 29 | 31 |  | 35 |  | 37
[38 empty] | (In) Injected: | [6 empty] | 555.5901 |  | 0.13386 | 0.42972 | 2.1984 |  | 144.5262 | 106.6043 | 82.9203 | 58.8262 | 33.4621 |  | 24.316 | 15.6718 | 7.7649 | 6.1506 | 4.6027 |  | 3.0654 |  | 0.76692
c) Use the above values as injection data in the individual filter tabs using copy paste special - values only to do indivdual filter design data sheets. Use the Total Filter Current Flow values as the filter injection data on page 1 to check filter duty ratings.
[69 empty] | Harm #: | IINJECTED | IPCC | IFILTER |  | Harm # | VTHD |  | Ithd
[69 empty] | 2 | 1 | 1.1338 | 0.13386 |  | 2 | 0.01132% | 0% | 0.1334% | 0%
|  | Info@VarStec.com | [34 empty] | 13 ¦ P a g e |  | Info@VarStec.com | [26 empty] | 14 ¦ P a g e |  |  | 3 | 1 | 1.4294 | 0.42972 |  | 3 | 0.0214% | 0% | 0.1682% | 0%
[69 empty] | 4 | 1 | 3.1682 | 2.1984 |  | 4 | 0.06324% | 0% | 0.3727% | 0%
[69 empty] | 5 | 120 | 88.3404 | 144.5262 |  | 5 | 2.204% | 0% | 10.39% | 0%
[69 empty] | 7 | 100 | 35.6723 | 106.6043 |  | 7 | 1.246% | 0% | 4.197% | 0%
[69 empty] | 11 | 80 | 10.2963 | 82.9203 |  | 11 | 0.5652% | 0% | 1.211% | 0%
[69 empty] | 13 | 60 | 5.344 | 58.8262 |  | 13 | 0.3467% | 0% | 0.6287% | 0%
| Harmonic Filter Design - 5-Branch Harmonic Filter System | [36 empty] | Harmonic Filter Design - 5-Branch Harmonic Filter System | [30 empty] | 17 | 40 | 6.9257 | 33.4621 |  | 17 | 0.5875% | 0% | 0.8148% | 0%
[69 empty] | 19 | 30 | 5.9653 | 24.316 |  | 19 | 0.5656% | 0% | 0.7018% | 0%
[69 empty] | 23 | 20 | 4.5426 | 15.6718 |  | 23 | 0.5214% | 0% | 0.5344% | 0%
[69 empty] | 25 | 10 | 2.3528 | 7.7649 |  | 25 | 0.2935% | 0% | 0.2768% | 0%
[69 empty] | 29 | 8 | 1.9637 | 6.1506 |  | 29 | 0.2842% | 0% | 0.231% | 0%
[69 empty] | 31 | 6 | 1.4915 | 4.6027 |  | 31 | 0.2307% | 0% | 0.1755% | 0%
[69 empty] | 35 | 4 | 1.0095 | 3.0654 |  | 35 | 0.1763% | 0% | 0.1188% | 0%
[69 empty] | 37 | 1 | 0.25338 | 0.76692 |  | 37 | 0.04678% | 0% | 0.02981% | 0%
| d) | The values and analysis in Appendix C are based on the filter parameter data specified on page 1, the source short-circuit current data specified on page 5, and the non-linear load harmonic data specified on page 14. The model and calculation results assume an ideal source represented by a straight-line impedance characteristic, with no source-side capacitance. If capacitors are present on the line side of the step-down transformer, the actual results may differ significantly, and a more advanced analysis should be performed.
BCMF(h) - Branch Current Magnification Factor (h)
Calculation of Voltage and Current Distortion at PCC
The voltage and current distortion at the PCC is shown in the plot on the next page. In order to plot the current distortion it is necessary to know the plants total demand distortion or the plants fundamental current. VarStec recommends using values at maximum demand. Enter those values below.
Voltage and Current Distortion in Percent at the Filter Bus
| Enter the Total Demand In Amps at the Filter Bus Voltage: | [17 empty] | 850 |  |  |  | amps
|  | Info@VarStec.com | [34 empty] | 15 ¦ P a g e |  | Info@VarStec.com | [26 empty] | 16 ¦ P a g e
| Harmonic Filter Design - 5-Branch Harmonic Filter System | [36 empty] | Harmonic Filter Design - 5-Branch Harmonic Filter System
CBCMI(%) - Cumulative Branch Current Magnification Index
[41 empty] | CBMCI (%): | 107.7%
|  | Info@VarStec.com | [34 empty] | 17 ¦ P a g e |  | Info@VarStec.com | [26 empty] | 18 ¦ P a g e
The harmonic filter design for each of the branches must ensure capacitor operating duties stay within IEEE/IEC-rated limits, including the allowable 10% continuous overvoltage. Page 2 (for branches 1-4 and above for branch 5) of this spreadsheet checks four key parameters against their rated duty: % Rated Volts, % Crest Voltage, % Amps, % kVAR. If any value exceeds its limit, the cell turns red. In that case, increase the capacitor voltage rating, or decrease the resistor ohm rating. The objective is to meet the required duty without significantly exceeding the rating, which would increase cost.
The spreadsheet uses the high-pass filter configuration as the basis for the calculations. However, it can also simulate the performance of notch-type filters, untuned capacitor branches, or straight capacitor stages through strategic entry of the high-pass effective kvar rating, tuning point, and damping factor. If the effective kvar rating is set to 0.01 kvar, the branch is effectively removed from the model. Likewise, if the tuning point is changed to 10,000, the HP filter effectively becomes a capacitor bank. If the damping factor is changed to 1000, the filter effectively becomes a notch filter.
Unlike the single-branch Notch, High-Pass (HP), and C-High-Pass (C-HP) spreadsheet design tools, where each filter branch is designed in isolation, this spreadsheet allows the user to evaluate multi-stage notch, C-HP, and adjacent shunt capacitor bank configurations as a complete multi-branch system. This is important because parallel resonances and amplification between branches can be a significant concern in multi-stage harmonic filter banks. The spreadsheet provides the component ratings required for proper filter performance, including reactances, inductance, capacitor reactive power, voltage ratings, harmonic current, voltage stresses, and damping resistance.
The summary below describes the calculation process applied throughout the tool using a 13.8 kV, 1000 kvar high-pass filter branch as an example. The tool assumes that harmonic simulations have already been performed and that the current spectrum flowing into the harmonic filter is known. These harmonic current values are entered in the blue-highlighted fields in rows 20 and 21 on page 1. If a study has not been conducted, the effects of the source can accounted for and the expected harmonic current flow into the filter calculated based on a strait source impedance. See Appendix C.
For additional information, engineering support, or custom filter designs, contact VarStec Power Solutions at info@varstec.com.
The design process begins by establishing the fundamental kvar requirement of the harmonic filter, typically based on the kvar demand of the connected load or the kvar allocation assigned to each stage of a multi-stage harmonic filter. This requirement is defined as and forms the foundation of all subsequent calculations. Using the system’s nominal line-to-line voltage , the spreadsheet determines the fundamental capacitive reactance of the capacitor section, . For a HP filter, this value directly represents XC and XL must be summed together as one subtracts from the other. Xeff=XL-XC and individually are calculated using the relationship .
With XC known, XL is computed using the relationship: Xeff=XL-XC. From there L and C are calculated.
The capacitor kvar ratings is then determined using the rated operating voltage. The spreadsheet next evaluates the high-pass damping resistor. Its ohmic value is derived from the specified damping factor (DF) of the HP filter (determined from harmonic simulations), linking the resistor to the tuning reactance at the harmonic frequency. With kvar and reactances established, the spreadsheet computes the fundamental filter current and applies injected harmonic current data to evaluate the resulting capacitor voltage stresses, current duty, and reactive power duty. These computed values are compared against industry-standard capacitor ratings to confirm suitability for the intended application.
The spreadsheet then resolves the fundamental and harmonic currents flowing in the reactor, capacitor and high-pass resistors. This is performed using complex current-divider calculations to ensure accurate representation of harmonic behavior. The watt loss in the damping resistor is subsequently computed and verified against its thermal rating.
Taken together, these calculations define a complete, consistent, and repeatable VarStec methodology for the engineering of HP harmonic filters. The spreadsheet determines all critical design parameters, including reactances, inductance, kvar ratings, current loading, voltage stress, and damping characteristics, using standardized electrical notation to provide traceability, transparency, and field-proven reliability.
The spreadsheet uses the high-pass filter configuration as the basis for the calculations. However, it can also simulate the performance of notch-type filters, untuned capacitor branches, or straight capacitor stages through strategic entry of the high-pass effective kvar rating, tuning point, and damping factor. If the effective kvar rating is set to 0.01 kvar, the branch is effectively removed from the model. Likewise, if the tuning point is changed to 10,000, the HP filter effectively becomes a capacitor bank. If the damping factor is changed to 1000, the filter effectively becomes a notch filter.
Unlike the single-branch Notch, High-Pass (HP), and C-High-Pass (C-HP) spreadsheet design tools, where each filter branch is designed in isolation, this spreadsheet allows the user to evaluate multi-stage notch, C-HP, and adjacent shunt capacitor bank configurations as a complete multi-branch system. This is important because parallel resonances and amplification between branches can be a significant concern in multi-stage harmonic filter banks. The spreadsheet provides the component ratings required for proper filter performance, including reactances, inductance, capacitor reactive power, voltage ratings, harmonic current, voltage stresses, and damping resistance.
The summary below describes the calculation process applied throughout the tool using a 13.8 kV, 1000 kvar high-pass filter branch as an example. The tool assumes that harmonic simulations have already been performed and that the current spectrum flowing into the harmonic filter is known. These harmonic current values are entered in the blue-highlighted fields in rows 20 and 21 on page 1. If a study has not been conducted, the effects of the source can accounted for and the expected harmonic current flow into the filter calculated based on a strait source impedance. See Appendix C.
For additional information, engineering support, or custom filter designs, contact VarStec Power Solutions at info@varstec.com.
The design process begins by establishing the fundamental kvar requirement of the harmonic filter, typically based on the kvar demand of the connected load or the kvar allocation assigned to each stage of a multi-stage harmonic filter. This requirement is defined as 𝑄_𝑒𝑓𝑓and forms the foundation of all subsequent calculations. Using the system’s nominal line-to-line voltage 𝑘𝑉_𝐿𝐿𝑆𝑌𝑆, the spreadsheet determines the fundamental capacitive reactance of the capacitor section, 𝑋_𝑒𝑓𝑓. For a HP filter, this value directly represents XC and XL must be summed together as one subtracts from the other. Xeff=XL-XC and individually are calculated using the relationship 𝑋_𝐶=(ℎ^2/(ℎ^2−1)) 𝑋_𝑒𝑓𝑓 .
With XC known, XL is computed using the relationship: Xeff=XL-XC. From there L and C are calculated.
The capacitor kvar ratings is then determined using the rated operating voltage. The spreadsheet next evaluates the high-pass damping resistor. Its ohmic value is derived from the specified damping factor (DF) of the HP filter (determined from harmonic simulations), linking the resistor to the tuning reactance at the harmonic frequency. With kvar and reactances established, the spreadsheet computes the fundamental filter current and applies injected harmonic current data to evaluate the resulting capacitor voltage stresses, current duty, and reactive power duty. These computed values are compared against industry-standard capacitor ratings to confirm suitability for the intended application.
The spreadsheet then resolves the fundamental and harmonic currents flowing in the reactor, capacitor and high-pass resistors. This is performed using complex current-divider calculations to ensure accurate representation of harmonic behavior. The watt loss in the damping resistor is subsequently computed and verified against its thermal rating.
Taken together, these calculations define a complete, consistent, and repeatable VarStec methodology for the engineering of HP harmonic filters. The spreadsheet determines all critical design parameters, including reactances, inductance, kvar ratings, current loading, voltage stress, and damping characteristics, using standardized electrical notation to provide traceability, transparency, and field-proven reliability.
(ohms) =
𝑋_𝑒𝑓𝑓= 〖〖𝑘𝑉〗_𝐿𝐿𝑆𝑌𝑆〗^2/𝑄_𝑒𝑓𝑓 (ohms) = 〖13.8〗^2/(1.0 )=190.4 (𝑜ℎ𝑚𝑠)
(ohms) = 190.4 (ohms)=199.4 (ohms)
𝑋_𝐶=(ℎ^2/(ℎ^2−1)) 𝑋_𝑒𝑓𝑓 (ohms) = (〖4.7〗^2/(〖4.7〗^2−1)) 190.4 (ohms)=199.4 (ohms)
=
𝑋_𝐿=𝑋_𝐶/ℎ^2 = 199.4/〖4.7〗^2 =9.03 𝑜ℎ𝑚𝑠
𝐼_(𝐹𝐼𝐿𝑇𝐸𝑅 𝑅𝑀𝑆 𝐶𝑈𝑅𝑅𝐸𝑁𝑇)=√(∑_(𝑛=1)^𝑛▒𝐼_𝑛^2 )
𝐼_(𝑅𝐴𝑇𝐸𝐷 𝐹𝑈𝑁𝐷𝐴𝑀𝐸𝑁𝑇𝐴𝐿)= 𝑄_𝑒𝑓𝑓/(1.73×〖𝑘𝑉〗_𝐿𝐿𝑆𝑌𝑆 )×1000=1.0/(1.73×13.8)×1000=41.88 𝑎𝑚𝑝𝑠
〖𝑄_(𝑅𝐴𝑇𝐸𝐷 𝑃𝐸𝑅 𝑃𝐻𝐴𝑆𝐸 (𝑀𝑉𝐴𝑅)) =(𝑉_(𝐶𝐴𝑃 𝑅𝐴𝑇𝐼𝑁𝐺) )^2/𝑋_𝐶 =(9.54)^2/199.47=0.456 𝑀𝑉𝐴𝑅/𝑃ℎ𝑎𝑠𝑒〗_
𝑄_𝑒𝑓𝑓=𝑂𝑢𝑡𝑝𝑢𝑡 𝑀𝑉𝐴𝑅 𝑅𝑎𝑡𝑖𝑛𝑔 𝑜𝑓 𝐹𝑖𝑙𝑡𝑒𝑟=(𝐷𝑒𝑠𝑖𝑟𝑒𝑑 3 𝑃ℎ𝑎𝑠𝑒 𝑘𝑣𝑎𝑟)/1000 =1.0 𝑀𝑉𝐴𝑅
k
k𝑉_𝐿𝐿𝑆𝑌𝑆=𝐹𝑖𝑙𝑡𝑒𝑟 𝑁𝑜𝑚𝑖𝑛𝑎𝑙 𝐿𝑖𝑛𝑒−𝑡𝑜−𝐿𝑖𝑛𝑒 𝑉𝑜𝑙𝑡𝑎𝑔𝑒 𝑅𝑎𝑡𝑖𝑛𝑔 (𝐾𝑉)=13.8 𝑘𝑉
(f)
𝐶=1/(2𝜋𝑓𝑋_𝑐 ) (f)
𝐿=𝑋_𝐿/2𝜋𝑓 (𝐻)
R
R=𝐷𝐹×𝑥_𝐿×ℎ (𝑜ℎ𝑚𝑠)
VLN
JXL
-JXC
R
In an ideal current-sharing condition, the total of the individual branch current magnitudes would be equal to the current entering the filter system, resulting in a BCMF of 1.0. In practice, however, interaction between the filter branches and the source impedance can produce internal and external circulating currents, causing the sum of the individual branch currents to exceed the total harmonic current entering the filter as well as the non-linear harmonic load current injection at the filter bus. IFilter Input(h) is the total current that flows at each harmonic at the incoming to the filter system and is calculated as a magnitude of the vector sum of the 5 individual filter harmonic branch currents at each harmonic (both current magnitude and angle are consided here). A higher BCMF(h) indicates that the capacitors, reactors, and resistors that make up the filter branches must be rated for higher harmonic current duty, which increases component size and stress, cost, and losses. For this reason, minimizing BCMF(h) is part of VarStec's filter design process. Slight adjustments to filter tuning points, damping factors, and, where appropriate, individual stage reactive power ratings can reduce BCMF(h) values and provide better utilization of the filter components. The plot below provides the BCMF(h) for the filter system model, source impedance and injected harmonics on page 14.
The Branch Current Magnification Factor, BCMF(h), is a performance metric developed by VarStec to evaluate and use to minimize internal harmonic current magnification within multi-branch harmonic filter systems. VarStec uses BCMF(h) during the filter design process as a means of optimizing filter performance and component utilization. VarStec defines BCMF(h) as the summation of the magnitudes of the individual filter branch currents divided by the total harmonic current entering the filter system at harmonic order h.
The Branch Current Magnification Factor, BCMF(h), is a performance metric developed by VarStec to evaluate and use to minimize internal harmonic current magnification within multi-branch harmonic filter systems. VarStec uses BCMF(h) during the filter design process as a means of optimizing filter performance and component utilization. VarStec defines BCMF(h) as the summation of the magnitudes of the individual filter branch currents divided by the total harmonic current entering the filter system at harmonic order h. Branch Current Magnification Factor (h)=BCMF(h) =(∑_(k=1)^(k=5)▒〖I_(Branch,k) (h)〗)/(I_(Filter Input) (h))
The Cumulative Branch Current Magnification Index, CBCMI, is another VarStec design parameter used to provide a single-number indication of the total excess internal branch current magnification within a multi-branch harmonic filter system. While BCMF(h) evaluates the Branch Current Magnification Factor at each individual harmonic order, CBCMI sums the excess portion of BCMF(h) above 1.0 over the selected harmonic range. CBCMI is calculated as:
Where (H) is the set of harmonic orders being evaluated, and BCMF(h) is the Branch Current Magnification Factor at harmonic order (h). The calculated CBCMI value for this filter design is shown below.
The Cumulative Branch Current Magnification Index, CBCMI, is another VarStec design parameter used to provide a single-number indication of the total excess internal branch current magnification within a multi-branch harmonic filter system. While BCMF(h) evaluates the Branch Current Magnification Factor at each individual harmonic order, CBCMI sums the excess portion of BCMF(h) above 1.0 over the selected harmonic range. CBCMI is calculated as: Cumulative Branch Current Magnification Index (%) = CBCMI(%)=∑8_h𝜖H▒[BCMF(h)-1]
Where (H) is the set of harmonic orders being evaluated, and BCMF(h) is the Branch Current Magnification Factor at harmonic order (h). The calculated CBCMI value for this filter design is shown below.

## 4-Branch H-Filter Configuration
[94 empty] | Vs: | 7199.5579 | [43 empty] | short Circuit Impedance: |  |  |  | 0.47997
[82 empty] | IMPEDANCE TABLE TO CALCULATE THE IMPEDANCE CURVE FOR THE FILTER NETWORK PLUS THE FUNDAMENTAL CURRENT AND VOLTAGE FOR EACH OF THE NETWORK ELEMENTS | [54 empty] | source current in per unit of injection |  |  |  |  | R: | 0.019183 | [5 empty] | IMPEDANCE TABLE TO CALCULATE THE IMPEDANCE CURVE FOR THE FILTER NETWORK PLUS THE FUNDAMENTAL CURRENT AND VOLTAGE FOR EACH OF THE NETWORK ELEMENTS | [60 empty] | IMPEDANCE TABLE TO CALCULATE THE IMPEDANCE CURVE FOR THE FILTER NETWORK PLUS THE FUNDAMENTAL CURRENT AND VOLTAGE FOR EACH OF THE NETWORK ELEMENTS
[35 empty] | VarStec Power Solutions, Inc. | [57 empty] | calculating the a, b, c, and d coefficients. | [9 empty] | x | [33 empty] | For Plotting Data |  |  |  |  | X: | 0.47959 | For Plotting Data | [15 empty] | calculating the a, b, c, and d coefficients. | [9 empty] | x | [50 empty] | calculating the a, b, c, and d coefficients. | [9 empty] | x
[35 empty] | PO Box 942 | [45 empty] | HARM # | YL1 | YL2 | YL3 | YL4 | YC1 | YC2 | YC3 | YC4 | YR12 | YR23 | YR34 | b1 | c1 | d1 | a2 | b2 | c2 | d2 | a3 | b3 | c3 | d3 | a4 | b4 | d4 | B1 | D1 | m2 | B2 | D2 | m3 | B3 | D3 | m4 | B4 | D4 | V4 | V3 | V2 | V1 | IL1 | IC1 | IR12 | IL2 | IL3 | IL4 | IC1 | IC2 | IC3 | IC4 | IR12 | IR23 | IR34 | ITOTAL | ZTOTAL | H |  |  | ITotalMag | ZTotalMag |  | Z-Source (complex) | H | Zfilter | Zsource | Ztotal | HARM # | YL1 | YL2 | YL3 | YL4 | YC1 | YC2 | YC3 | YC4 | YR12 | YR23 | YR34 | b1 | c1 | d1 | a2 | b2 | c2 | d2 | a3 | b3 | c3 | d3 | a4 | b4 | d4 | B1 | D1 | m2 | B2 | D2 | m3 | B3 | D3 | m4 | B4 | D4 | V4 | V3 | V2 | V1 | IL1 | IC1 | IR12 | IL2 | IL3 | IL4 | IC1 | IC2 | IC3 | IC4 | IR12 | IR23 | IR34 | ITOTAL | ZTOTAL | Harm# | ZTotalMag |  |  |  | Harm# | YL1 | YL2 | YL3 | YL4 | YC1 | YC2 | YC3 | YC4 | YR12 | YR23 | YR34 | b1 | c1 | d1 | a2 | b2 | c2 | d2 | a3 | b3 | c3 | d3 | a4 | b4 | d4 | B1 | D1 | m2 | B2 | D2 | m3 | B3 | D3 | m4 | B4 | D4 | V4 | V3 | V2 | V1 | IL1 | IC1 | IR12 | IL2 | IL3 | IL4 | IC1 | IC2 | IC3 | IC4 | IR12 | IR23 | IR34 | ITOTAL | ZTOTAL | Harm# | ZTotalMag
[35 empty] | Saratoga Springs, NY 12866 | Harmonic Filter Design - H - Type ¦ Enter Customer PO # ¦ | [44 empty] | 1 | 0.00453714060211417-0.453714060211417i | -0.888998070107633i | -2.19702908471913i | -3.06827806141315i | 0.0181503772646975i | 0.0181428177572986i | 0.018157265162968i | 0.0181554914876518i | 0.005 | 0.01 | 0.0125 | 0.00953714060211417-0.43556368294672i | -0.005 | 32.665406269333-3266.5406269333i | -0.005 | 0.015-0.870855252350334i | -0.01 | -6400.39304031868i | -0.01 | 0.0225-2.17887181955616i | -0.0125 | -15817.6380084959i | -0.0125 | 0.0125-3.0501225699255i | -22090.2454238777i | 0.00953714060211417-0.43556368294672i | 32.665406269333-3266.5406269333i | -0.000251233008625503-0.0114738766135472i | 0.0149987438349569-0.870912621733402i | 37.4880907348668-6400.83890430712i | -0.000197686462072889-0.011478803615796i | 0.0224980231353793-2.17898660759232i | 73.4813836469155-15818.4730492617i | -0.0000592241660890722-0.00573600017998808i | 0.0124992596979239-3.05019426992775i | 90.7299744637188-22091.1822102983i | 7242.54951951005+0.0667062902500036i | 7259.55784183807+0.315537672465849i | 7349.56985900253-0.172975399934455i | 7499.46658621952-4.84478341952423i | 0.837418282915168+136.094788783773i | 0.087934646830116+136.118147823877i | 0.749483636084945-0.0233590400979489i | 0.153774796717826+133.360380455802i | -0.693245443732049+131.821712223142i | -0.204673446932344+131.910375533385i | 0.087934646830116+136.118147823877i | 0.00313826115750666+133.341906546418i | -0.00572930118786817+131.813716700158i | -0.00121108548480677+131.492046150361i | 0.749483636084945-0.0233590400979489i | 0.900120171644603-0.00488513072400304i | 0.212604029100249+0.00311039227769806i | 0.093274188968601+533.187256996102i | 0.00236215162672727-13.5028689114367i | 1 | 1.0368 | 0.036855 | 533.1873 | 13.5029 |  | 0.0191834803010191+0.479587007525479i | 1 | 13.5029 | 0.47997 | 0.49764 | 1 | 0.00453714060211417-0.453714060211417i | -0.888998070107633i | -2.19702908471913i | -3.06827806141315i | 0.0181503772646975i | 0.0181428177572986i | 0.018157265162968i | 0.0181554914876518i | 0.005 | 0.01 | 0.0125 | 0.00953714060211417-0.43556368294672i | -0.005 | 32.665406269333-3266.5406269333i | -0.005 | 0.015-0.870855252350334i | -0.01 | -6400.39304031868i | -0.01 | 0.0225-2.17887181955616i | -0.0125 | -15817.6380084959i | -0.0125 | 0.0125-3.0501225699255i | -22090.2454238777i | 0.00953714060211417-0.43556368294672i | 32.665406269333-3266.5406269333i | -0.000251233008625503-0.0114738766135472i | 0.0149987438349569-0.870912621733402i | 37.4880907348668-6400.83890430712i | -0.000197686462072889-0.011478803615796i | 0.0224980231353793-2.17898660759232i | 73.4813836469155-15818.4730492617i | -0.0000592241660890722-0.00573600017998808i | 0.0124992596979239-3.05019426992775i | 90.7299744637188-22091.1822102983i | 7242.54951951005+0.0667062902500036i | 7259.55784183807+0.315537672465849i | 7349.56985900253-0.172975399934455i | 7499.46658621952-4.84478341952423i | 0.837418282915168+136.094788783773i | 0.087934646830116+136.118147823877i | 0.749483636084945-0.0233590400979489i | 0.153774796717826+133.360380455802i | -0.693245443732049+131.821712223142i | -0.204673446932344+131.910375533385i | 0.087934646830116+136.118147823877i | 0.00313826115750666+133.341906546418i | -0.00572930118786817+131.813716700158i | -0.00121108548480677+131.492046150361i | 0.749483636084945-0.0233590400979489i | 0.900120171644603-0.00488513072400304i | 0.212604029100249+0.00311039227769806i | 0.093274188968601+533.187256996102i | 0.00236215162672727-13.5028689114367i | 1 | 13.5029 |  |  |  | 1 | 0.00453714060211417-0.453714060211417i | -0.888998070107633i | -2.19702908471913i | -3.06827806141315i | 0.0181503772646975i | 0.0181428177572986i | 0.018157265162968i | 0.0181554914876518i | 0.005 | 0.01 | 0.0125 | 0.00953714060211417-0.43556368294672i | -0.005 | 32.665406269333-3266.5406269333i | -0.005 | 0.015-0.870855252350334i | -0.01 | -6400.39304031868i | -0.01 | 0.0225-2.17887181955616i | -0.0125 | -15817.6380084959i | -0.0125 | 0.0125-3.0501225699255i | -22090.2454238777i | 0.00953714060211417-0.43556368294672i | 32.665406269333-3266.5406269333i | -0.000251233008625503-0.0114738766135472i | 0.0149987438349569-0.870912621733402i | 37.4880907348668-6400.83890430712i | -0.000197686462072889-0.011478803615796i | 0.0224980231353793-2.17898660759232i | 73.4813836469155-15818.4730492617i | -0.0000592241660890722-0.00573600017998808i | 0.0124992596979239-3.05019426992775i | 90.7299744637188-22091.1822102983i | 7242.54951951005+0.0667062902500036i | 7259.55784183807+0.315537672465849i | 7349.56985900253-0.172975399934455i | 7499.46658621952-4.84478341952423i | 0.837418282915168+136.094788783773i | 0.087934646830116+136.118147823877i | 0.749483636084945-0.0233590400979489i | 0.153774796717826+133.360380455802i | -0.693245443732049+131.821712223142i | -0.204673446932344+131.910375533385i | 0.087934646830116+136.118147823877i | 0.00313826115750666+133.341906546418i | -0.00572930118786817+131.813716700158i | -0.00121108548480677+131.492046150361i | 0.749483636084945-0.0233590400979489i | 0.900120171644603-0.00488513072400304i | 0.212604029100249+0.00311039227769806i | 0.093274188968601+533.187256996102i | 0.00236215162672727-13.5028689114367i | 1 | 13.5029 | 533.1873
[35 empty] | 518.369.7589 | [45 empty] | 1.2 | 0.00315088835231885-0.378106602278262i | 0.00617316901678794-0.740780282014553i | 0.0152560869711765-1.83073043654118i | 0.0213060069537751-2.55672083445301i | 0.021780452717637i | 0.0217713813087584i | 0.0217887181955616i | 0.0217865897851821i | 0.005 | 0.01 | 0.0125 | 0.00815088835231885-0.356326149560625i | -0.005 | 22.6850029928199-2722.20035913839i | -0.005 | 0.0211731690167879-0.719008900705795i | -0.01 | 44.4440874961368-5333.29049953642i | -0.01 | 0.0377560869711765-1.80894171834562i | -0.0125 | 109.837080817276-13180.4496980731i | -0.0125 | 0.0338060069537751-2.53493424466783i | 153.393829760973-18407.2595713167i | 0.00815088835231885-0.356326149560625i | 22.6850029928199-2722.20035913839i | -0.000320813304726784-0.0140247497769483i | 0.0211715649502643-0.71907902445468i | 82.6295440265494-5333.8456661391i | -0.000409094280211078-0.0138946325703948i | 0.0377519960283744-1.80908066467132i | 183.982709809309-13181.4836366729i | -0.000144126879638826-0.0069065792181701i | 0.0338042053677796-2.53502057690806i | 244.441480207548-18408.4006299042i | 7261.6321275686-0.407185467230457i | 7286.28763292362-0.176216783494334i | 7417.5461262654-2.15364261139126i | 7639.50115786701-7.00478307335955i | 1.26234250453461+166.367538052955i | 0.152567346526612+166.391793755256i | 1.10977515800805-0.0242557023098415i | 0.249697549904823+161.49470653426i | -1.00055157864201+158.781529292311i | -0.281495277206035+158.715256867671i | 0.152567346526612+166.391793755256i | 0.0468877744953893+161.490225090228i | 0.00383953783688633+158.758867925578i | 0.00887118274103767+158.206200334236i | 1.10977515800805-0.0242557023098415i | 1.3125849334178-0.0197742582789693i | 0.308193816937751+0.00288710854670154i | 0.229993198591388+645.359030747197i | 0.00397574005040702-11.155894005335i | 1.2 | 1.0544 | 0.054424 | 645.3591 | 11.1559 |  | 0.0191834803010191+0.575504409030575i | 1.2 | 11.1559 | 0.57582 | 0.60714 | 2 | 0.0011343702197881-0.22687404395762i | 0.00222243961427873-0.444487922855745i | 0.00549243540091278-1.09848708018256i | 0.0076705033909481-1.53410067818962i | 0.0363007545293949i | 0.0362856355145972i | 0.0363145303259359i | 0.0363109829753036i | 0.005 | 0.01 | 0.0125 | 0.0061343702197881-0.190573289428225i | -0.005 | 8.16696402838927-1633.39280567785i | -0.005 | 0.0172224396142787-0.408202287341148i | -0.01 | 16.0005825862321-3200.11651724641i | -0.01 | 0.0279924354009128-1.06217254985662i | -0.0125 | 39.5431064435786-7908.62128871575i | -0.0125 | 0.0201705033909481-1.49778969521432i | 55.2242329538703-11044.8465907741i | 0.0061343702197881-0.190573289428225i | 8.16696402838927-1633.39280567785i | -0.000843657501324577-0.0262094688480956i | 0.0172182213267721-0.408333334685388i | 58.8178305638148-3201.28048955024i | -0.00103083011665435-0.0244463287490164i | 0.0279821270997463-1.06241701314411i | 117.863292900077-7910.48338503397i | -0.000309670288741993-0.0117574686889234i | 0.0201666325123388-1.49793666357293i | 148.221845453689-11046.8307289763i | 7374.69363968985-0.334387348410184i | 7445.78841295599+1.59821016233755i | 7839.65491821716-4.18579300003136i | 8570.17328660733-27.3248007836568i | 4.64450272776297+310.988061712589i | 0.991910885812143+311.10375675151i | 3.65259184195085-0.115695038918127i | 0.437957369799229+284.524715929945i | -3.10801863819134+270.472306623342i | -0.830395758600012+268.678488234111i | 0.991910885812143+311.10375675151i | 0.15188415913869+284.466860922647i | -0.0580382514074259+270.390309122792i | 0.0121419333152791+267.782375198858i | 3.65259184195085-0.115695038918127i | 3.9386650526117-0.0578400316236891i | 0.888684665826748+0.0241574688843466i | 1.14404570077085+1134.66357249999i | 0.00639756243917613-6.34509709501659i | 2 | 6.3451 |  |  |  | 2 | 0.0011343702197881-0.22687404395762i | 0.00222243961427873-0.444487922855745i | 0.00549243540091278-1.09848708018256i | 0.0076705033909481-1.53410067818962i | 0.0363007545293949i | 0.0362856355145972i | 0.0363145303259359i | 0.0363109829753036i | 0.005 | 0.01 | 0.0125 | 0.0061343702197881-0.190573289428225i | -0.005 | 0.0359884642242783-7.19769284485566i | -0.005 | 0.0172224396142787-0.408202287341148i | -0.01 | 0.0705080115414433-14.1016023082886i | -0.01 | 0.0279924354009128-1.06217254985662i | -0.0125 | 0.174250268106327-34.8500536212655i | -0.0125 | 0.0201705033909481-1.49778969521432i | 0.243350567611786-48.6701135223573i | 0.0061343702197881-0.190573289428225i | 0.0359884642242783-7.19769284485566i | -0.000843657501324577-0.0262094688480956i | 0.0172182213267721-0.408333334685388i | 0.259186079874652-14.1067314573174i | -0.00103083011665435-0.0244463287490164i | 0.0279821270997463-1.06241701314411i | 0.519375239702952-34.8582591167835i | -0.000309670288741993-0.0117574686889234i | 0.0201666325123388-1.49793666357293i | 0.653152942001955-48.6788568064536i | 32.4972532380963-0.00147350803596736i | 32.8105387742306+0.00704265735103133i | 34.5461470840578-0.0184450747068558i | 37.7652422183821-0.120409201267435i | 0.0204664205299113+1.37039696687984i | 0.00437094485828966+1.37090678751263i | 0.0160954756716215-0.000509820632802895i | 0.00192989868450296+1.253783844838i | -0.0136957646905395+1.19186063471523i | -0.00365921387023504+1.18395601205447i | 0.00437094485828966+1.37090678751263i | 0.000669291257852485+1.25352890152579i | -0.000255750793949203+1.19149930532709i | 0.0000535045252079839+1.18000720907264i | 0.0160954756716215-0.000509820632802895i | 0.017356083098272-0.000254877320578871i | 0.00391606920167877+0.000106452067337484i | 0.00504134065363972+4.99999745848754i | 0.00639756243917695-6.34509709501692i | 2 | 6.3451 | 5
Harmonic Filter Design /4-Stage H-Filter Type | [35 empty] | 📐 DESIGN VERIFICATION | [22 empty] | SD - Standard Duty Capacitors | [21 empty] | 1.4 | 0.00231498102962826-0.324097344147958i | 0.00453547303763904-0.634966225269468i | 0.0112087601893736-1.56922642651231i | 0.0156536812479626-2.19151537471476i | 0.0254105281705765i | 0.0253999448602181i | 0.0254201712281551i | 0.0254176880827125i | 0.005 | 0.01 | 0.0125 | 0.00731498102962826-0.298686815977382i | -0.005 | 16.6668398601907-2333.35758042671i | -0.005 | 0.019535473037639-0.60956628040925i | -0.01 | 32.6534005424144-4571.47607593803i | -0.01 | 0.0337087601893736-1.54380625528415i | -0.0125 | 80.6981174863316-11297.7364480865i | -0.0125 | 0.0281536812479626-2.16609768663205i | 112.699583816528-15777.9417343139i | 0.00731498102962826-0.298686815977382i | 16.6668398601907-2333.35758042671i | -0.00040972333351822-0.0167299077638777i | 0.0195334244209714-0.609649929948069i | 71.6970864362848-4572.1532722906i | -0.000525015007308894-0.0163860342932965i | 0.0337035100393005-1.54397011562708i | 155.655219846652-11298.9620662531i | -0.000176644642001875-0.00809215562469645i | 0.0281514731899376-2.16619883857736i | 204.136880251323-15779.2843971989i | 7284.31391677895-0.428071360511899i | 7318.12660690391+0.0405385059577314i | 7499.55169806075-2.64672183272585i | 7811.85419950784-9.97354675792856i | 1.81494559808829+198.466707076401i | 0.253433090852906+198.50334120103i | 1.56151250723545-0.0366341246260136i | 0.319964992943986+190.497961128344i | -1.39262278076884+186.060761643619i | -0.388619378790796+185.750909448505i | 0.253433090852906+198.50334120103i | 0.067226588611572+190.488199607098i | -0.00103049576277912+186.028031416815i | 0.0108805843186338+185.150419033249i | 1.56151250723545-0.0366341246260136i | 1.8142509115684-0.0268726033868358i | 0.422658626561998+0.00585762333087038i | 0.35366843147264+760.776339296869i | 0.00439934513207392-9.46343350732907i | 1.4 | 1.0764 | 0.076398 | 760.7764 | 9.4634 |  | 0.0191834803010191+0.671421810535671i | 1.4 | 9.4634 | 0.6717 | 0.72299 | 3 | 0.000504171544335549-0.151251463300665i | 0.000987764658290056-0.296329397487017i | 0.00244111630395121-0.732334891185362i | 0.00340915996645943-1.02274798993783i | 0.0544511317940926i | 0.0544284532718959i | 0.0544717954889039i | 0.0544664744629553i | 0.005 | 0.01 | 0.0125 | 0.00550417154433555-0.0968003315065724i | -0.005 | 3.62981220319329-1088.94366095799i | -0.005 | 0.0159877646582901-0.241900944215121i | -0.01 | 7.11146880625624-2133.44064187687i | -0.01 | 0.0249411163039512-0.677863095696458i | -0.0125 | 17.5749580654614-5272.48741963842i | -0.0125 | 0.0159091599664594-0.968281515474875i | 24.5444444215927-7363.33332647782i | 0.00550417154433555-0.0968003315065724i | 3.62981220319329-1088.94366095799i | -0.00292756392945764-0.0514862512179193i | 0.0159731268386428-0.242158375471211i | 63.1877222037768-2136.44170863693i | -0.00271209857496416-0.0411163945334895i | 0.0249139953182016-0.678274259641793i | 105.589109586924-5275.68360883611i | -0.000676016295250145-0.0184042922987785i | 0.0159007097627688-0.96851156912861i | 121.592724992291-7366.57415922462i | 7606.08863540272+0.671666907854688i | 7778.45773203262+10.132712413999i | 8822.09447567541+0.230698118704538i | 11241.0660472921-145.996104186604i | 20.0445109685723+611.35763483568i | 7.94965311048885+612.088768847202i | 12.0948578580835-0.731134011526545i | -1.67104696342898+480.805070798115i | -8.83370076691729+423.923842010153i | -2.07287443548041+415.776246849348i | 7.94965311048885+612.088768847202i | -0.0125565417738242+480.17295692955i | -0.551947038363231+423.706558798364i | -0.0365833284842795+414.276832423137i | 12.0948578580835-0.731134011526545i | 10.4363674364279-0.0990201429529446i | 2.15461370787375+0.118263068826804i | 7.46688880274562+1931.8627944933i | 0.014404111181567-3.72668821171974i | 3 | 3.7267 |  |  |  | 3 | 0.000504171544335549-0.151251463300665i | 0.000987764658290056-0.296329397487017i | 0.00244111630395121-0.732334891185362i | 0.00340915996645943-1.02274798993783i | 0.0544511317940926i | 0.0544284532718959i | 0.0544717954889039i | 0.0544664744629553i | 0.005 | 0.01 | 0.0125 | 0.00550417154433555-0.0968003315065724i | -0.005 | 0.00563671255634437-1.69101376690331i | -0.005 | 0.0159877646582901-0.241900944215121i | -0.01 | 0.0110433552124298-3.31300656372894i | -0.01 | 0.0249411163039512-0.677863095696458i | -0.0125 | 0.0272920419182185-8.18761257546553i | -0.0125 | 0.0159091599664594-0.968281515474875i | 0.0381149134762334-11.43447404287i | 0.00550417154433555-0.0968003315065724i | 0.00563671255634437-1.69101376690331i | -0.00292756392945764-0.0514862512179193i | 0.0159731268386428-0.242158375471211i | 0.0981238166645343-3.31766690143842i | -0.00271209857496416-0.0411163945334895i | 0.0249139953182016-0.678274259641793i | 0.163968664631806-8.19257591758202i | -0.000676016295250145-0.0184042922987785i | 0.0159007097627688-0.96851156912861i | 0.188820578409323-11.4395067116733i | 11.8114472363406+0.00104302731966635i | 12.0791181231277+0.0157350254218575i | 13.6997750628941+0.00035824965855308i | 17.4561808128048-0.226716432580725i | 0.0311269950998932+0.949373428648343i | 0.0123449663503396+0.950508802059545i | 0.0187820287495535-0.00113537341119639i | -0.00259495832668938+0.746639172499775i | -0.013717798399616+0.658308669823225i | -0.00321895368248584+0.645656320507069i | 0.0123449663503396+0.950508802059545i | -0.000019498974800229+0.745657566846216i | -0.000857115086792126+0.657971252089325i | -0.000056810020870772+0.643327889268689i | 0.0187820287495535-0.00113537341119639i | 0.016206569397664-0.000153767757633044i | 0.00334588608483875+0.000183649976277389i | 0.011595284691102+2.99997759147841i | 0.0144041111815671-3.7266882117198i | 3 | 3.7267 | 3
[59 empty] | HD- Heavy Duty Capacitors | [21 empty] | 1.6 | 0.00177242854426561-0.283588567082497i | 0.00347251306631627-0.555602090610605i | 0.00858180963524518-1.37308954163923i | 0.0119849930136055-1.91759888217688i | 0.029040603623516i | 0.0290285084116778i | 0.0290516242607488i | 0.0290487863802429i | 0.005 | 0.01 | 0.0125 | 0.00677242854426561-0.254547963458981i | -0.005 | 12.7607018514745-2041.71229623592i | -0.005 | 0.0184725130663163-0.526573582198927i | -0.01 | 25.0005587294193-4000.08939670711i | -0.01 | 0.0310818096352452-1.34403791737848i | -0.0125 | 61.7852349849453-9885.63759759126i | -0.0125 | 0.0244849930136055-1.88855009579664i | 86.2866506147323-13805.8640983572i | 0.00677242854426561-0.254547963458981i | 12.7607018514745-2041.71229623592i | -0.000522237278804702-0.0196287690439578i | 0.0184699018799223-0.526671726044147i | 65.0835219606535-4000.90517811132i | -0.00066504463544965-0.018963836858788i | 0.0310751591888907-1.34422755574707i | 137.701031517265-9887.06414482425i | -0.000214855143295235-0.00929405388902048i | 0.0244823073243143-1.88866627147025i | 178.177574049589-13807.4138431363i | 7310.66341646579-0.425874316229487i | 7355.21411101935+0.386746167018176i | 7596.46386472782-3.1713856325585i | 8020.6220532602-14.0487023056788i | 2.52877373774595+232.869319279388i | 0.407982795083993+232.923705862761i | 2.1207909426619-0.0543865833656015i | 0.383767188934521+220.532820461635i | -1.86684945949356+213.726655784712i | -0.514943243682026+213.06100112975i | 0.407982795083993+232.923705862761i | 0.0920605945113985+220.514015196258i | -0.0112356043284968+213.680916710692i | 0.0123711320369824+212.365899882771i | 2.1207909426619-0.0543865833656015i | 2.4124975370847-0.0355813179957668i | 0.556883681919499+0.0101577560405958i | 0.530748223504885+880.189796655485i | 0.00493220998143463-8.17954862279655i | 1.6 | 1.1035 | 0.10356 | 880.19 | 8.1796 |  | 0.0191834803010191+0.767339212040767i | 1.6 | 8.1796 | 0.76758 | 0.84704 | 4 | 0.000283597872274196-0.113439148909679i | 0.000555620321190263-0.222248128476105i | 0.00137313459585823-0.549253838343292i | 0.00191766180299695-0.76706472119878i | 0.0726015090587899i | 0.0725712710291944i | 0.0726290606518716i | 0.0726219659506071i | 0.005 | 0.01 | 0.0125 | 0.0052835978722742-0.0408376398508891i | -0.005 | 2.04177928950193-816.711715800776i | -0.005 | 0.0155556203211903-0.149676857446911i | -0.01 | 4.00022064882012-1600.08825952805i | -0.01 | 0.0238731345958582-0.47662477769142i | -0.0125 | 9.88596196804764-3954.38478721906i | -0.0125 | 0.014417661802997-0.694442755248173i | 13.8063171004417-5522.52684017666i | 0.0052835978722742-0.0408376398508891i | 2.04177928950193-816.711715800776i | -0.0155800506472925-0.120420310662076i | 0.0154777200679538-0.150278959000221i | 102.380710211648-1612.56679772812i | -0.00678153592415867-0.065844462532646i | 0.0238053192366166-0.477283222316746i | 116.758854526687-3958.57926405036i | -0.00130302467428691-0.0261249096943543i | 0.0144013739945684-0.694769316619352i | 117.127144215642-5527.42123126237i | 7955.8408809612+3.67331168287836i | 8295.8439288085+39.2254569213486i | 10740.9650403598+127.05371046214i | 19828.1428446105-1200.29778979906i | 132.579319880596+1432.91633485067i | 87.1434308593419+1439.55309235197i | 45.4358890212535-6.636757501306i | -30.2051271629535+787.000525095778i | -23.0500811072599+602.085471143972i | -4.26796286960255+580.110982910192i | 87.1434308593419+1439.55309235197i | -9.22044925721275+779.485485059053i | -2.848908089838+602.519351863893i | -0.26676311595996+577.768805565612i | 45.4358890212535-6.636757501306i | 24.451211115513+0.878282535407914i | 4.25003809809124+0.444401815480878i | 75.05614874078+3402.11331400061i | 0.0466641357633652-2.11517217750103i | 4 | 2.1157 |  |  |  | 4 | 0.000283597872274196-0.113439148909679i | 0.000555620321190263-0.222248128476105i | 0.00137313459585823-0.549253838343292i | 0.00191766180299695-0.76706472119878i | 0.0726015090587899i | 0.0725712710291944i | 0.0726290606518716i | 0.0726219659506071i | 0.005 | 0.01 | 0.0125 | 0.0052835978722742-0.0408376398508891i | -0.005 | 0.00180001287416824-0.720005149667301i | -0.005 | 0.0155556203211903-0.149676857446911i | -0.01 | 0.00352655583510514-1.41062233404205i | -0.01 | 0.0238731345958582-0.47662477769142i | -0.0125 | 0.00871536845706974-3.4861473828279i | -0.0125 | 0.014417661802997-0.694442755248173i | 0.0121715156253282-4.86860625013126i | 0.0052835978722742-0.0408376398508891i | 0.00180001287416824-0.720005149667301i | -0.0155800506472925-0.120420310662076i | 0.0154777200679538-0.150278959000221i | 0.0902578439280813-1.42162329263067i | -0.00678153592415867-0.065844462532646i | 0.0238053192366166-0.477283222316746i | 0.102933476895262-3.4898451930347i | -0.00130302467428691-0.0261249096943543i | 0.0144013739945684-0.694769316619352i | 0.103258157523062-4.87292109797539i | 7.01379237422745+0.00323835605249286i | 7.31353577280552+0.0345807834453918i | 9.46913089629525+0.112009322319307i | 17.4802989601546-1.05817092257854i | 0.116880646140631+1.26324518208153i | 0.0768248058213339+1.26909608330602i | 0.0400558403192968-0.00585090122448925i | -0.0266285479722299+0.693812051299184i | -0.0203207285709159+0.530792728176409i | -0.00376259478742694+0.511420231879941i | 0.0768248058213339+1.26909608330602i | -0.00812865888783082+0.687186864685961i | -0.0025115698182446+0.531175233222725i | -0.000235175782980079+0.509355390985774i | 0.0400558403192968-0.00585090122448925i | 0.0215559512348973+0.000774285388739152i | 0.00374679248222587+0.000391780342411236i | 0.0661687748100583+2.99927019343706i | 0.0466641357633672-2.11517217750105i | 4 | 2.1157 | 3
📜 PROJECT DETAILS | [33 empty] | July 18, 2026 |  | Capacitor Design Ratings Versus Duty Rating | [22 empty] | EXD - Extreme Duty Capacitors | [21 empty] | 1.8 | 0.00140044884916341-0.252080792849414i | 0.00274373652080996-0.493872573745792i | 0.00678074468293917-1.22053404292905i | 0.00946970174196213-1.70454631355318i | 0.0326706790764555i | 0.0326570719631375i | 0.0326830772933423i | 0.0326798846777732i | 0.005 | 0.01 | 0.0125 | 0.00640044884916341-0.219410113772958i | -0.005 | 10.0826125150334-1814.87025270602i | -0.005 | 0.01774373652081-0.461215501782655i | -0.01 | 19.7536898253717-3555.6641685669i | -0.01 | 0.0292807446829392-1.18785096563571i | -0.0125 | 48.8183636569731-8787.30545825516i | -0.0125 | 0.0219697017419621-1.67186642887541i | 68.1776655778453-12271.9798040121i | 0.00640044884916341-0.219410113772958i | 10.0826125150334-1814.87025270602i | -0.00066419827214498-0.0227689997832231i | 0.0177404155294493-0.461329346781571i | 61.0831670696243-3556.64003125075i | -0.000832338279994421-0.0216444803321381i | 0.0292724213001393-1.18806741043903i | 125.85083072009-8788.94367249307i | -0.000259073462260533-0.010514905284582i | 0.0219664633236838-1.67199786519147i | 160.587997720583-12273.7430411911i | 7340.75957422742-0.39624945010826i | 7397.70715278268+0.893488835142915i | 7709.38476205766-3.70115313445453i | 8271.10028044368-19.640015092551i | 3.45023022207563+270.142768561769i | 0.641652630145476+270.222462871557i | 2.8085775919301-0.0796943097904825i | 0.42906732507868+251.799680856127i | -2.43413332546803+241.841902816167i | -0.661712610111789+240.688619281541i | 0.641652630145476+270.222462871557i | 0.120868824258474+251.765932966033i | -0.0292019646597143+241.779834667908i | 0.012949386333169+239.895176333012i | 2.8085775919301-0.0796943097904825i | 3.1167760927498-0.0459464196959745i | 0.711844731940755+0.0161217285656396i | 0.783451611574491+1004.4729715156i | 0.00559037871530729-7.16749348281653i | 1.8 | 1.1369 | 0.13697 | 1004.4733 | 7.1675 |  | 0.0191834803010191+0.863256613545863i | 1.8 | 7.1675 | 0.86347 | 0.9817 | 5 | 0.000181503046634789-0.0907515233173944i | 0.000355597805651831-0.177798902825915i | 0.000878808118655176-0.439404059327588i | 0.00122730631533999-0.613653157669998i | 0.0907518863234877i | 0.0907140887864928i | 0.0907863258148395i | 0.0907774574382591i | 0.005 | 0.01 | 0.0125 | 0.00518150304663479+3.63006093295759E-07i | -0.005 | 1.30674168543166-653.370842715828i | -0.005 | 0.0153555978056518-0.0870848140394222i | -0.01 | 2.56014697553957-1280.07348776978i | -0.01 | 0.0233788081186552-0.348617733512748i | -0.0125 | 6.32702989527878-3163.51494763939i | -0.0125 | 0.01372730631534-0.522875700231739i | 8.8360628252997-4418.03141264987i | 0.00518150304663479+3.63006093295759E-07i | 1.30674168543166-653.370842715828i | -0.964970961216874+0.0000676040013143855i | 0.0105307429995674-0.0870844760194156i | 3.77694427248297-1910.55746623732i | -0.0136858830375658-0.113176055406384i | 0.0232419492882795-0.349749494066812i | 222.608078368787-3189.23515400461i | -0.00236458397519793-0.0355827318417313i | 0.01369774901565-0.523320484379761i | 121.417527677962-4425.28667639224i | 8456.44867229794+10.6688279319229i | 9140.26233777656+331.3119103875i | 21715.7008335114-1533.02750369868i | 21198.2765274069-127577.590785591i | 11575.3198948679+1293.56076525963i | 11577.9070163984+1923.78358166909i | -2.58712153052251-630.22281640946i | 267.408699570528+2581.49943574068i | -147.285305181643+852.462267302044i | -8.0895499846224+771.281923860127i | 11577.9070163984+1923.78358166909i | 139.067193082657+1969.92001347207i | -30.0785910427765+829.810834630489i | -0.968489073506241+767.654909428349i | -2.58712153052251-630.22281640946i | 125.754384957348-18.6433941408618i | 8.54767081848274+4.00803853069471i | 11687.3537392722+5498.80439216248i | 0.504365108841495-0.237299660609385i | 5 | 0.5574 |  |  |  | 5 | 0.000181503046634789-0.0907515233173944i | 0.000355597805651831-0.177798902825915i | 0.000878808118655176-0.439404059327588i | 0.00122730631533999-0.613653157669998i | 0.0907518863234877i | 0.0907140887864928i | 0.0907863258148395i | 0.0907774574382591i | 0.005 | 0.01 | 0.0125 | 0.00518150304663479+3.63006093295759E-07i | -0.005 | 0.0121403861761018-6.07019308805088i | -0.005 | 0.0153555978056518-0.0870848140394222i | -0.01 | 0.023785246385832-11.892623192916i | -0.01 | 0.0233788081186552-0.348617733512748i | -0.0125 | 0.0587817677608192-29.3908838804096i | -0.0125 | 0.01372730631534-0.522875700231739i | 0.0820921350955446-41.0460675477725i | 0.00518150304663479+3.63006093295759E-07i | 0.0121403861761018-6.07019308805088i | -0.964970961216874+0.0000676040013143855i | 0.0105307429995674-0.0870844760194156i | 0.0350899971622258-17.7501840726032i | -0.0136858830375658-0.113176055406384i | 0.0232419492882795-0.349749494066812i | 2.06815782143223-29.6298394760595i | -0.00236458397519793-0.0355827318417313i | 0.01369774901565-0.523320484379761i | 1.1280390692297-41.1134731449336i | 78.5653000165574+0.0991195831463225i | 84.9183245385112+3.07807930342226i | 201.751422750731-14.2427123286721i | 196.944251629581-1185.26961894702i | 107.541417865758+12.0179278028604i | 107.565453721364+17.8730623359521i | -0.0240358556057499-5.85513453309175i | 2.48438150847157+23.9836230929819i | -1.36836568612219+7.91986759202802i | -0.0751565989660321+7.16565524058835i | 107.565453721364+17.8730623359521i | 1.29201467074364+18.3016964762111i | -0.279447510524408+7.70942267920356i | -0.00899782374036328+7.1319581783771i | -0.0240358556057499-5.85513453309175i | 1.1683309821222-0.173207916320944i | 0.0794128065244225+0.0372369965034492i | 108.582277089141+51.0870737284587i | 0.504365108841495-0.237299660609387i | 5 | 0.5574 | 120
[81 empty] | 2 | 0.0011343702197881-0.22687404395762i | 0.00222243961427873-0.444487922855745i | 0.00549243540091278-1.09848708018256i | 0.0076705033909481-1.53410067818962i | 0.0363007545293949i | 0.0362856355145972i | 0.0363145303259359i | 0.0363109829753036i | 0.005 | 0.01 | 0.0125 | 0.0061343702197881-0.190573289428225i | -0.005 | 8.16696402838927-1633.39280567785i | -0.005 | 0.0172224396142787-0.408202287341148i | -0.01 | 16.0005825862321-3200.11651724641i | -0.01 | 0.0279924354009128-1.06217254985662i | -0.0125 | 39.5431064435786-7908.62128871575i | -0.0125 | 0.0201705033909481-1.49778969521432i | 55.2242329538703-11044.8465907741i | 0.0061343702197881-0.190573289428225i | 8.16696402838927-1633.39280567785i | -0.000843657501324577-0.0262094688480956i | 0.0172182213267721-0.408333334685388i | 58.8178305638148-3201.28048955024i | -0.00103083011665435-0.0244463287490164i | 0.0279821270997463-1.06241701314411i | 117.863292900077-7910.48338503397i | -0.000309670288741993-0.0117574686889234i | 0.0201666325123388-1.49793666357293i | 148.221845453689-11046.8307289763i | 7374.69363968985-0.334387348410184i | 7445.78841295599+1.59821016233755i | 7839.65491821716-4.18579300003136i | 8570.17328660733-27.3248007836568i | 4.64450272776297+310.988061712589i | 0.991910885812143+311.10375675151i | 3.65259184195085-0.115695038918127i | 0.437957369799229+284.524715929945i | -3.10801863819134+270.472306623342i | -0.830395758600012+268.678488234111i | 0.991910885812143+311.10375675151i | 0.15188415913869+284.466860922647i | -0.0580382514074259+270.390309122792i | 0.0121419333152791+267.782375198858i | 3.65259184195085-0.115695038918127i | 3.9386650526117-0.0578400316236891i | 0.888684665826748+0.0241574688843466i | 1.14404570077085+1134.66357249999i | 0.00639756243917613-6.34509709501659i | 2 | 1.1781 | 0.17812 | 1134.6641 | 6.3451 |  | 0.0191834803010191+0.959174015050959i | 2 | 6.3451 | 0.95937 | 1.1302 | 7 | 0.0000926037766489122-0.0648226436542387i | 0.000181427807312155-0.126999465118508i | 0.000448372367550092-0.313860657285064i | 0.000626177918292644-0.438324542804851i | 0.127052640852882i | 0.12699972430109i | 0.127100856140776i | 0.127088440413562i | 0.005 | 0.01 | 0.0125 | 0.00509260377664891+0.0622299971986433i | -0.005 | 0.666706247741531-466.694373419073i | -0.005 | 0.0151814278073122+2.59182582007522E-07i | -0.01 | 1.30619999557525-914.33999690267i | -0.01 | 0.0229483723675501-0.186759801144288i | -0.0125 | 3.22808280156488-2259.65796109541i | -0.0125 | 0.0131261779182926-0.311236102391289i | 4.50820415139511-3155.74290597658i | 0.00509260377664891+0.0622299971986433i | 0.666706247741531-466.694373419073i | -0.00653147930948051+0.079812598222481i | 0.0151487704107648+0.000399322173694413i | -35.9375359447512-917.441413104391i | -0.659661215893287+0.017388695154111i | 0.0163517602086172-0.186585914192747i | -36.4316249101875-2864.23357231757i | -0.00582631682924807-0.0664826684156574i | 0.013053348957927-0.312067135746485i | 154.755102944855-3168.69377762514i | 10156.8570589603+71.055554713955i | 15271.2233974559-853.131360152775i | 6093.02818222043-61285.8854408602i | -12300.3364519614-1506.8711433302i | 99.4851350141943-1263.89515811301i | 191.451958185104-1562.79022960066i | -91.966823170909+298.89507148765i | 7783.47542555598-129.409712993961i | 264.145257659512+2533.76077250493i | -32.99718899192+1296.21232730708i | 191.451958185104-1562.79022960066i | 7783.29055453743+773.812899300766i | 108.433726275962+1940.98556813369i | -9.03033963131706+1290.81912312674i | -91.966823170909+298.89507148765i | -91.7819521523547-604.327540807074i | 63.929579231195-11.5523364358341i | 8114.10862923777+2436.66822870504i | 0.813891889611691-0.244411875615204i | 7 | 0.8498 |  |  |  | 7 | 0.0000926037766489122-0.0648226436542387i | 0.000181427807312155-0.126999465118508i | 0.000448372367550092-0.313860657285064i | 0.000626177918292644-0.438324542804851i | 0.127052640852882i | 0.12699972430109i | 0.127100856140776i | 0.127088440413562i | 0.005 | 0.01 | 0.0125 | 0.00509260377664891+0.0622299971986433i | -0.005 | 0.00786945331812907-5.50861732269036i | -0.005 | 0.0151814278073122+2.59182582007522E-07i | -0.01 | 0.015417704460008-10.7923931220056i | -0.01 | 0.0229483723675501-0.186759801144288i | -0.0125 | 0.0381026081576761-26.6718257103732i | -0.0125 | 0.0131261779182926-0.311236102391289i | 0.0532124938654441-37.2487457058109i | 0.00509260377664891+0.0622299971986433i | 0.00786945331812907-5.50861732269036i | -0.00653147930948051+0.079812598222481i | 0.0151487704107648+0.000399322173694413i | -0.424187957505752-10.8290006235885i | -0.659661215893287+0.017388695154111i | 0.0163517602086172-0.186585914192747i | -0.430019926325117-33.8079213535576i | -0.00582631682924807-0.0664826684156574i | 0.013053348957927-0.312067135746485i | 1.82664863647553-37.4016110497501i | 119.88625088659+0.838702761087643i | 180.253567510574-10.0699182521489i | 71.9189313261353-723.386673172485i | -145.186765286648-17.7863221756847i | 1.174270720417-14.9183601915722i | 2.25979920348092-18.4463619465562i | -1.08552848306391+3.528001754984i | 91.8720901772078-1.52748485373915i | 3.11783305075993+29.9071925395609i | -0.389481633449538+15.2998152254923i | 2.25979920348092-18.4463619465562i | 91.8699080559883+9.13368445044821i | 1.27989523111575+22.9103827530231i | -0.106589425877177+15.2361566522057i | -1.08552848306391+3.528001754984i | -1.08334636184439-7.13316754920336i | 0.7545914577998-0.136357762665456i | 95.7747123149352+28.7611627197418i | 0.813891889611688-0.244411875615204i | 7 | 0.8498 | 100
|  |  |  | Project Name: | Enter Project Name | [18 empty] | VarStec SO #: |  | Enter SO Number | [9 empty] | Branch 1 | [44 empty] | 2.2 | 0.000937500116975756-0.206250025734667i | 0.00183673492305455-0.404081683072001i | 0.00453922250515308-0.998628951133674i | 0.00633928650526467-1.39464303115823i | 0.0399308299823345i | 0.0399141990660569i | 0.0399459833585295i | 0.039942081272834i | 0.005 | 0.01 | 0.0125 | 0.00593750011697576-0.166319195752333i | -0.005 | 6.74958633291869-1484.90899324212i | -0.005 | 0.0168367349230545-0.364167484005944i | -0.01 | 13.2236793461265-2909.20945614782i | -0.01 | 0.0270392225051531-0.958682967775145i | -0.0125 | 32.6803950507139-7189.68691115703i | -0.0125 | 0.0188392865052647-1.3547009498854i | 45.6400599654505-10040.8131923991i | 0.00593750011697576-0.166319195752333i | 6.74958633291869-1484.90899324212i | -0.00107185428663914-0.0300244108472227i | 0.0168313756516213-0.36431760606018i | 57.8144316030077-2910.59840986439i | -0.00126541598712151-0.0273901154986093i | 0.0270265683452819-0.958956868930131i | 112.475180973005-7191.78648495787i | -0.000367077653843371-0.0130246516348906i | 0.0188346980345917-1.35486375803084i | 139.295223589945-10043.0267150415i | 7412.5698844362-0.234925350857173i | 7499.668106554+2.54652942052429i | 7988.89904241429-4.53738202520904i | 8926.8496192825-37.9336196593901i | 6.20447380157464+356.289533237269i | 1.51472091723365+356.456514425437i | 4.68975288434105-0.166981188170905i | 0.383662443654207+318.966648771264i | -3.90530520398404+299.687224678005i | -1.02270726887189+297.077229162301i | 1.51472091723365+356.456514425437i | 0.181105969392942+318.870506697555i | -0.101723621854269+299.581617378901i | 0.00938340745698625+296.073468764712i | 4.68975288434105-0.166981188170905i | 4.89230935860291-0.0708391144573333i | 1.0887277764725+0.0347681846422683i | 1.66012377237292+1272.02063584884i | 0.00738681531911179-5.65992829901108i | 2.2 | 1.2291 | 0.22916 | 1272.0217 | 5.6599 |  | 0.0191834803010191+1.05509141655605i | 2.2 | 5.6599 | 1.0553 | 1.297 | 11 | 0.0000375007484801614-0.0412508233281776i | 0.0000734708541652147-0.0808179395817359i | 0.000181572501569761-0.199729751726737i | 0.000253576489722995-0.278934138695295i | 0.199654149911673i | 0.199570995330285i | 0.199729916792648i | 0.199710406364169i | 0.005 | 0.01 | 0.0125 | 0.00503750074848016+0.158403326583495i | -0.005 | 0.269988808356025-296.987689191628i | -0.005 | 0.0150734708541652+0.118753055748549i | -0.01 | 0.528957665350584-581.853431885641i | -0.01 | 0.0226815725015698+1.65065911023055E-07i | -0.0125 | 1.30724173025443-1437.96590327987i | -0.0125 | 0.012753576489723-0.079223732331126i | 1.82563860888359-2008.20246977196i | 0.00503750074848016+0.158403326583495i | 0.269988808356025-296.987689191628i | -0.00100280740069125+0.0315331026481668i | 0.0150684568171617+0.11891072126179i | -8.83571487639576-582.159766923084i | -0.0104883745268053+0.0827676115065595i | 0.0225766887563017+0.000827841180976618i | -46.9694039800203-1443.34050193352i | -0.552925008540327+0.0202746335834464i | 0.00584201388296891-0.0789702994113329i | -26.6057865407401-2803.31628297077i | 35280.3614344216-2946.85659762607i | 15028.9470769226-66113.2288624132i | -10142.0693872697-2474.79022386623i | -1961.142864751+256.062169613294i | -10.2192421860871-377.896049549806i | -51.1238747986808-391.550311517204i | 40.9046326125935+13.6542619673976i | 201.281550956128-1401.33275790815i | 13203.3571847563+1575.76630945955i | 814.85827531756+7833.44201334889i | -51.1238747986808-391.550311517204i | 493.896348210642-2024.06288232623i | 13204.7896995831+3001.73034915486i | 588.517928608835+7045.85531874309i | 40.9046326125935+13.6542619673976i | -251.710164641923+636.38438638547i | -253.142679468738-789.579653309839i | 14209.2777688439+7629.97951535048i | 0.393281768577826-0.211181165350233i | 11 | 0.44639 |  |  |  | 11 | 0.0000375007484801614-0.0412508233281776i | 0.0000734708541652147-0.0808179395817359i | 0.000181572501569761-0.199729751726737i | 0.000253576489722995-0.278934138695295i | 0.199654149911673i | 0.199570995330285i | 0.199729916792648i | 0.199710406364169i | 0.005 | 0.01 | 0.0125 | 0.00503750074848016+0.158403326583495i | -0.005 | 0.00150661144933724-1.65727259427097i | -0.005 | 0.0150734708541652+0.118753055748549i | -0.01 | 0.0029517285538036-3.24690140918394i | -0.01 | 0.0226815725015698+1.65065911023055E-07i | -0.0125 | 0.00729476666031144-8.02424332634257i | -0.0125 | 0.012753576489723-0.079223732331126i | 0.0101875631336137-11.2063194469751i | 0.00503750074848016+0.158403326583495i | 0.00150661144933724-1.65727259427097i | -0.00100280740069125+0.0315331026481668i | 0.0150684568171617+0.11891072126179i | -0.0493057074362252-3.24861084253992i | -0.0104883745268053+0.0827676115065595i | 0.0225766887563017+0.000827841180976618i | -0.26210213021693-8.05423505791283i | -0.552925008540327+0.0202746335834464i | 0.00584201388296891-0.0789702994113329i | -0.148467571174444-15.6432721554438i | 196.874073401455-16.4442663996792i | 83.8656382664453-368.92991292223i | -56.595523169552-13.810006824683i | -10.9437139702608+1.42889699328868i | -0.0570261685099407-2.10876339051905i | -0.285285214506397-2.18495790960892i | 0.228259045996456+0.0761945190898585i | 1.12320614716359-7.8198203483001i | 73.6783469854482+8.79320731021209i | 4.5471322113535+43.7127505280438i | -0.285285214506397-2.18495790960892i | 2.75607680752002-11.2948248901857i | 73.6863408102759+16.7504769527194i | 3.28409112504058+39.3178012015738i | 0.228259045996456+0.0761945190898585i | -1.40461161435997+3.55119906097547i | -1.41260543918763-4.40607058153189i | 79.2916591754554+42.5773740994367i | 0.393281768577827-0.211181165350234i | 11 | 0.44639 | 90
|  |  |  | Customer PO #: | Enter Customer PO # | [18 empty] | Revision #: |  | Rev 1 - | [13 empty] | At Nominal Voltage |  |  | At Nominal 110% Voltage | [5 empty] | ICAPACITOR FUNDAMENTAL UNIT CURRENT: | [5 empty] | 45.3732 | amps | [24 empty] | 2.4 | 0.000787763114559534-0.189063147494288i | 0.00154337263260643-0.370409431825544i | 0.00381422038631121-0.915412892714691i | 0.00532677915559305-1.27842699734233i | 0.043560905435274i | 0.0435427626175168i | 0.043577436391123i | 0.0435731795703643i | 0.005 | 0.01 | 0.0125 | 0.00578776311455953-0.145502242059014i | -0.005 | 5.6715461207201-1361.17106897282i | -0.005 | 0.0165433726326064-0.326866669208027i | -0.01 | 11.1116005630434-2666.78413513043i | -0.01 | 0.0263142203863112-0.871835456323568i | -0.0125 | 27.4607003498131-6590.56808395516i | -0.0125 | 0.017826779155593-1.23485381777197i | 38.3504547210598-9204.10913305434i | 0.00578776311455953-0.145502242059014i | 5.6715461207201-1361.17106897282i | -0.00136475517774943-0.0343094446496369i | 0.0165365488567176-0.327038216431275i | 57.8203642845876-2668.44721279691i | -0.00154219357805903-0.030499485807482i | 0.0262987984505306-0.872140451181643i | 108.936138439008-6592.91985473024i | -0.000431795729009546-0.0143195333667076i | 0.0178213817089804-1.23503281193905i | 132.73617171794-9206.56168778981i | 7454.50644061011-0.0918461526925254i | 7559.58605948911+3.7946167893087i | 8159.08642013234-4.6077377428982i | 9353.04598866944-52.6880978061414i | 8.26493908878329+407.186750043874i | 2.29514124609779+407.427151844198i | 5.9697978426855-0.240401800316216i | 0.225839394488456+355.425541422631i | -4.84686804220907+329.559984982705i | -1.24063620081209+325.93364172807i | 2.29514124609779+407.427151844198i | 0.200633630742789+355.269163167627i | -0.165359671764787+329.427380650607i | 0.00400202890411851+324.816547745142i | 5.9697978426855-0.240401800316216i | 5.9950036064323-0.084023545322069i | 1.3134952359875+0.0485807867750154i | 2.40327424025059+1418.10591817728i | 0.00860380524809082-5.07686843923818i | 2.4 | 1.2932 | 0.29322 | 1418.108 | 5.0769 |  | 0.0191834803010191+1.15100881806115i | 2.4 | 5.0769 | 1.1512 | 1.4886 | 13 | 0.0000268496546225379-0.0349045510092993i | 0.0000526034049747684-0.0683844264671988i | 0.000130001644065247-0.169002137284822i | 0.000181554807447637-0.236021249681929i | 0.235954904441068i | 0.235856630844882i | 0.236044447118584i | 0.236021389339473i | 0.005 | 0.01 | 0.0125 | 0.00502684965462254+0.201050353431769i | -0.005 | 0.193305641889915-251.29733445689i | -0.005 | 0.0150526034049748+0.167472204377683i | -0.01 | 0.378721257580244-492.337634854316i | -0.01 | 0.0226300016440652+0.067042309833762i | -0.0125 | 0.935954357926169-1216.74066530403i | -0.0125 | 0.0126815548074476+1.39657544001581E-07i | 1.30711434039847-1699.24864251802i | 0.00502684965462254+0.201050353431769i | 0.193305641889915-251.29733445689i | -0.00062141939790428+0.0248538544340837i | 0.0150494963079853+0.167596473649853i | -5.86686598880896-492.498600282874i | -0.00531501380570439+0.0591898594482323i | 0.0225768515060082+0.0676342084282443i | -28.246151044995-1219.01104319054i | -0.0555084721159975+0.166288535477485i | 0.0119876989059976+0.00207874635101256i | -200.970955552531-1766.9436962899i | -41088.7444480697-140271.342472532i | -41948.3264779513-5991.13511622288i | -3495.78092011323+2224.0347938125i | -1196.01395833067+56.0726027728363i | -1.73177082011381-293.045170203295i | -13.2306056290266-282.205359248097i | 11.4988348089128-10.8398109551983i | -151.526732580939-731.511599934175i | 1018.90394516966-8305.31863818435i | 33115.7845183558-11371.5985184398i | -13.2306056290266-282.205359248097i | -524.553353350408-824.503109989728i | 1414.17417612156-9901.66953103787i | 33107.03713488-9697.82255084797i | 11.4988348089128-10.8398109551983i | 384.525455578381+82.1516991003538i | -10.7447753735199+1678.50259195386i | 33981.4299601244-20701.4739267616i | 0.154520957392862+0.0941341071979677i | 13 | 0.18094 |  |  |  | 13 | 0.0000268496546225379-0.0349045510092993i | 0.0000526034049747684-0.0683844264671988i | 0.000130001644065247-0.169002137284822i | 0.000181554807447637-0.236021249681929i | 0.235954904441068i | 0.235856630844882i | 0.236044447118584i | 0.236021389339473i | 0.005 | 0.01 | 0.0125 | 0.00502684965462254+0.201050353431769i | -0.005 | 0.000388646242862032-0.505240115720642i | -0.005 | 0.0150526034049748+0.167472204377683i | -0.01 | 0.000761429373770516-0.989858185901669i | -0.01 | 0.0226300016440652+0.067042309833762i | -0.0125 | 0.00188176165549014-2.4462901521372i | -0.0125 | 0.0126815548074476+1.39657544001581E-07i | 0.00262798888030517-3.41638554439673i | 0.00502684965462254+0.201050353431769i | 0.000388646242862032-0.505240115720642i | -0.00062141939790428+0.0248538544340837i | 0.0150494963079853+0.167596473649853i | -0.0117954934042957-0.990181811267324i | -0.00531501380570439+0.0591898594482323i | 0.0225768515060082+0.0676342084282443i | -0.0567896537919078-2.45085480853752i | -0.0555084721159975+0.166288535477485i | 0.0119876989059976+0.00207874635101256i | -0.404057564157201-3.55248828848409i | -82.6100366111124-282.019343564784i | -84.3382496269305-12.045339859893i | -7.0283624791691+4.47148235384618i | -2.40461854486623+0.11273549070838i | -0.0034817722656984-0.589175273286822i | -0.0266004919372127-0.567381538971131i | 0.0231187196715144-0.021793734315689i | -0.304648611054399-1.47072393824033i | 2.04853405340855-16.6980686799642i | 66.5801841408081-22.862907654004i | -0.0266004919372127-0.567381538971131i | -1.0546287628605-1.65768589469341i | 2.84323558758389-19.9075755041379i | 66.5625972887665-19.4977356143395i | 0.0231187196715144-0.021793734315689i | 0.773098871477614+0.165168222137392i | -0.0216026626977262+3.37467504631114i | 68.3205878108966-41.6208755454954i | 0.154520957392862+0.0941341071979676i | 13 | 0.18094 | 80
|  |  |  | Tag #: | Enter Tag Number | [18 empty] | Other: | [11 empty] | Design Parameter | [10 empty] | Rated Duty |  |  | I MINIMUM CAPACITOR FUSE RATING: |  |  |  |  | 81.6717 | amps | [24 empty] | 2.6 | 0.000671231833282698-0.174520276653502i | 0.00131506644888039-0.341917276708901i | 0.0032499949478841-0.844998686449866i | 0.00453880572981635-1.18008948975225i | 0.0471909808882134i | 0.0471713261689765i | 0.0472088894237166i | 0.0472042778678947i | 0.005 | 0.01 | 0.0125 | 0.0056712318332827-0.127329295765289i | -0.005 | 4.83257241904111-1256.46882895069i | -0.005 | 0.0163150664488804-0.294745950539924i | -0.01 | 9.46789698424383-2461.65321590339i | -0.01 | 0.0257499949478841-0.797789797026149i | -0.0125 | 23.3985266615818-6083.61693201128i | -0.0125 | 0.0170388057298164-1.13288521188436i | 32.6773944525638-8496.12255766658i | 0.0056712318332827-0.127329295765289i | 4.83257241904111-1256.46882895069i | -0.00174554090627261-0.0391905146639976i | 0.016306338744349-0.294941903113244i | 58.7179925029317-2463.65704264153i | -0.00186877949240755-0.0338016637965833i | 0.02573130715296-0.798127813664115i | 106.78396470726-6086.2361979275i | -0.000504400842731486-0.0156453902410204i | 0.0170325007192823-1.13308077926237i | 127.869757667326-8498.82506009326i | 7500.63627130719+0.101638809270324i | 7625.8139240685+5.41236334972814i | 8352.61182235576-4.15127867165099i | 9864.76162009539-73.4294377473444i | 11.0259561820653+465.181386285319i | 3.46520719336718+465.527777080703i | 7.56074898869815-0.346390795378467i | -0.0969486855872763+394.254531010362i | -5.95876998625468+360.168226784159i | -1.48647932348445+355.299011238729i | 3.46520719336718+465.527777080703i | 0.195821320238764+394.003776635193i | -0.255511662898292+360.006206307188i | -0.00479778659495833+354.062118736794i | 7.56074898869815-0.346390795378467i | 7.26797898287261-0.0956364202137913i | 1.56472065951636+0.0663840567557228i | 3.48375818673889+1574.90315531857i | 0.0101121615021365-4.57140656817905i | 2.6 | 1.375 | 0.3751 | 1574.907 | 4.5714 |  | 0.0191834803010191+1.24692621956625i | 2.6 | 4.5714 | 1.2471 | 1.7148 | 17 | 0.0000157010129621906-0.026691722035724i | 0.000030761168252455-0.0522939860291735i | 0.000076021741332239-0.129236960264806i | 0.000106168754315765-0.1804868823368i | 0.308556413499857i | 0.308427901874076i | 0.308673507770455i | 0.30864335529008i | 0.005 | 0.01 | 0.0125 | 0.00501570101296219+0.281864691464133i | -0.005 | 0.113040351231574-192.168597093675i | -0.005 | 0.0150307611682525+0.256133915844902i | -0.01 | 0.221466810576144-376.493577979445i | -0.01 | 0.0225760217413322+0.179436547505649i | -0.0125 | 0.547322925095731-930.44897266274i | -0.0125 | 0.0126061687543158+0.12815647295328i | 0.764368089280165-1299.42575177628i | 0.00501570101296219+0.281864691464133i | 0.113040351231574-192.168597093675i | -0.000315560614975131+0.0177333926301296i | 0.0150291833651776+0.256222582808053i | -3.18629870178443-376.556223409054i | -0.0022814391964216+0.0388947442600959i | 0.022553207349368+0.17982549494825i | -14.1060044306968-931.18413251734i | -0.0085829729517636+0.0684353819511877i | 0.0124988815924188+0.12901191522767i | -62.9065650831226-1307.44922639507i | -10086.8929525828-489.631639489565i | -5227.84471605886+123.939603073649i | -1472.43914626202+130.102458471072i | -679.710588296412+13.6233107945971i | -0.23991712894671-210.311457081001i | -4.20355991877477-209.729061342619i | 3.96364278982804-0.582395738382375i | -6.53681538675155-453.497292226494i | -15.0728247738399-1606.08915460706i | 90.2073690538999-3119.92562967174i | -4.20355991877477-209.729061342619i | -40.1272282948918-454.14131651885i | -38.2568720324211-1613.69716658513i | 151.121552068242-3113.25248533702i | 3.96364278982804-0.582395738382375i | 37.5540556979684+0.06162855397423i | 60.7381029565493+7.66964053204018i | 68.3578117643617-5389.8235335863i | 0.0169385033235832+1.33555392545165i | 17 | 1.3357 |  |  |  | 17 | 0.0000157010129621906-0.026691722035724i | 0.000030761168252455-0.0522939860291735i | 0.000076021741332239-0.129236960264806i | 0.000106168754315765-0.1804868823368i | 0.308556413499857i | 0.308427901874076i | 0.308673507770455i | 0.30864335529008i | 0.005 | 0.01 | 0.0125 | 0.00501570101296219+0.281864691464133i | -0.005 | 0.00146798651491038-2.49557707534764i | -0.005 | 0.0150307611682525+0.256133915844902i | -0.01 | 0.00287605521288563-4.88929386190558i | -0.01 | 0.0225760217413322+0.179436547505649i | -0.0125 | 0.00710775103392829-12.0831767576781i | -0.0125 | 0.0126061687543158+0.12815647295328i | 0.00992638500558446-16.8748545094935i | 0.00501570101296219+0.281864691464133i | 0.00146798651491038-2.49557707534764i | -0.000315560614975131+0.0177333926301296i | 0.0150291833651776+0.256222582808053i | -0.0413785296642772-4.89010740012344i | -0.0022814391964216+0.0388947442600959i | 0.022553207349368+0.17982549494825i | -0.183186128297742-12.0927238330463i | -0.0085829729517636+0.0684353819511877i | 0.0124988815924188+0.12901191522767i | -0.816929425954958-16.9790505104328i | -130.99236396923-6.35854928097008i | -67.8908501398597+1.60952849131481i | -19.1216745807054+1.68956175835798i | -8.8269893607888+0.176917678660888i | -0.00311565831274071-2.73118739956489i | -0.0545890844123238-2.72362417916639i | 0.051473426099583-0.00756322039848545i | -0.0848896587250666-5.8892944181769i | -0.195741637995039-20.8573062187056i | 1.17146841702027-40.5165828129709i | -0.0545890844123238-2.72362417916639i | -0.521107988217026-5.89765797124582i | -0.496818805270631-20.9561068581888i | 1.96252398485593-40.4299227328425i | 0.051473426099583-0.00756322039848545i | 0.487691755591543+0.0008003326704317i | 0.788768922867129+0.0996009721535611i | 0.887721461987424-69.9943708494183i | 0.0169385033235832+1.33555392545165i | 17 | 1.3357 | 70
[39 empty] | % RATED VOLTS: | 76.27% |  |  | 83.71% |  |  |  | 125% | [6 empty] | VCAP FUNDAMENTAL VOLTAGE: | 7.4995 | kV | [24 empty] | 2.8 | 0.000578767402989038-0.162054872836931i | 0.00113391164667241-0.317495261068274i | 0.0028022972726357-0.784643236337997i | 0.00391357005830685-1.09579961632592i | 0.050821056341153i | 0.0507998897204361i | 0.0508403424563104i | 0.0508353761654251i | 0.005 | 0.01 | 0.0125 | 0.00557876740298904-0.111233816495778i | -0.005 | 4.16686940344635-1166.72343296498i | -0.005 | 0.0161339116466724-0.266695371347838i | -0.01 | 8.16366250471129-2285.82550131916i | -0.01 | 0.0253022972726357-0.733802893881687i | -0.0125 | 20.1753013462785-5649.084376958i | -0.0125 | 0.0164135700583069-1.0449642401605i | 28.1759740613993-7889.27273719182i | 0.00557876740298904-0.111233816495778i | 4.16686940344635-1166.72343296498i | -0.0022487622395387-0.0448375757988156i | 0.0161226678354747-0.266919559226832i | 60.4860831651045-2288.26235259648i | -0.00225472963784745-0.0373282788711746i | 0.0252797499762572-0.734176176670399i | 105.7285763388-5651.98594852336i | -0.000585554885591477-0.0170057238516198i | 0.016406250622237-1.04517681170865i | 124.254556736718-7892.23749054455i | 7551.10828829637+0.353224142691414i | 7698.65735257728+7.48770811579353i | 8572.40638689994-2.76264518774298i | 10483.8853061765-103.010546844467i | 14.7924994012985+532.300886311099i | 5.23510480491564+532.802125819382i | 9.5573945963828-0.50123950828362i | -0.679562182282041+435.876035068536i | -7.27380468453608+391.594060841527i | -1.76288012274835+385.227445591385i | 5.23510480491564+532.802125819382i | 0.140342070874037+435.477299093279i | -0.380677644819838+391.402376258821i | -0.0179562821644278+383.863430301405i | 9.5573945963828-0.50123950828362i | 8.7374903432266-0.102503533035365i | 1.84436330351137+0.0891810496637765i | 5.07625241173203+1744.99842781255i | 0.0120020458011295-4.1257899242956i | 2.8 | 1.4824 | 0.48254 | 1745.0058 | 4.1258 |  | 0.0191834803010191+1.34284362107134i | 2.8 | 4.1258 | 1.343 | 1.9909 | 19 | 0.0000125695098593445-0.0238820687327547i | 0.0000246259784999403-0.0467893591498867i | 0.0000608595145740713-0.115633077690736i | 0.0000849938285727108-0.161488274288151i | 0.344857168029253i | 0.344713537388674i | 0.344988038096392i | 0.344954338265383i | 0.005 | 0.01 | 0.0125 | 0.00501256950985934+0.320975099296498i | -0.005 | 0.0904949134639013-171.940335581414i | -0.005 | 0.0150246259784999+0.297924178238787i | -0.01 | 0.177296156990501-336.862698281953i | -0.01 | 0.0225608595145741+0.229354960405656i | -0.0125 | 0.438161596312463-832.507032993683i | -0.0125 | 0.0125849938285727+0.183466063977232i | 0.611917986279716-1162.64417393146i | 0.00501256950985934+0.320975099296498i | 0.0904949134639013-171.940335581414i | -0.000243210222668582+0.0155737342329966i | 0.0150234099273866+0.298002046909952i | -2.50043492399864-336.905925272987i | -0.0016874372918411+0.0334717463898897i | 0.0225439851416557+0.229689677869555i | -10.8428874188126-832.99184669219i | -0.00529046745608778+0.0539019946177503i | 0.0125188629853716+0.184139838909954i | -44.2595535457193-1167.07214308048i | -6325.07270882187-189.655672967177i | -3640.26828879104+34.1336281963573i | -1133.10511382897+73.4223654599591i | -534.678338538438+9.01913676383591i | -0.118180085992306-184.709673778432i | -3.11031396244497-184.387657634952i | 2.99213387645266-0.322016143480616i | -3.23018544797844-389.881768505063i | -3.28726992380841-1253.44453620263i | 31.7766774682306-2184.05313086443i | -3.11031396244497-184.387657634952i | -25.3096833211465-390.59667202118i | -11.775693424573-1255.84901509453i | 65.4225471666684-2181.86127075208i | 2.99213387645266-0.322016143480616i | 25.0716317496207+0.392887372636018i | 33.5600552503854+2.79736626454418i | 25.1410420104514-4012.08910935055i | 0.0112442607040162+1.79439562984414i | 19 | 1.7944 |  |  |  | 19 | 0.0000125695098593445-0.0238820687327547i | 0.0000246259784999403-0.0467893591498867i | 0.0000608595145740713-0.115633077690736i | 0.0000849938285727108-0.161488274288151i | 0.344857168029253i | 0.344713537388674i | 0.344988038096392i | 0.344954338265383i | 0.005 | 0.01 | 0.0125 | 0.00501256950985934+0.320975099296498i | -0.005 | 0.00135330698288196-2.57128326747574i | -0.005 | 0.0150246259784999+0.297924178238787i | -0.01 | 0.00265137694605446-5.03761619750349i | -0.01 | 0.0225608595145741+0.229354960405656i | -0.0125 | 0.00655249146303564-12.4497337797678i | -0.0125 | 0.0125849938285727+0.183466063977232i | 0.00915093293186854-17.3867725705503i | 0.00501256950985934+0.320975099296498i | 0.00135330698288196-2.57128326747574i | -0.000243210222668582+0.0155737342329966i | 0.0150234099273866+0.298002046909952i | -0.0373927761612711-5.0382626359228i | -0.0016874372918411+0.0334717463898897i | 0.0225439851416557+0.229689677869555i | -0.162150055697169-12.4569839305053i | -0.00529046745608778+0.0539019946177503i | 0.0125188629853716+0.184139838909954i | -0.661879884514758-17.4529906743087i | -94.5883557035429-2.83620743691905i | -54.4384242850275+0.510451644419291i | -16.9450304352818+1.09799541292794i | -7.99585193734045+0.134876760415218i | -0.0017673251400453-2.76224244835501i | -0.0465132176297521-2.75742685509244i | 0.0447458924897067-0.00481559326256361i | -0.048305836819179-5.83049035155708i | -0.0491595071173001-18.7446473903189i | 0.475204603932787-32.6614418407405i | -0.0465132176297521-2.75742685509244i | -0.378493882826928-5.84118138250473i | -0.176099711351288-18.7806051911506i | 0.978362059585769-32.6286636493263i | 0.0447458924897067-0.00481559326256361i | 0.374933938497457+0.00587543768508649i | 0.501874142731442+0.0418332385167293i | 0.375971934856263-59.9988220309715i | 0.0112442607040163+1.79439562984414i | 19 | 1.7944 | 60
🧮 SPECIFICATION DETAILS | [38 empty] | % CREST VOLTAGE: | 89.93% |  |  | 97.46% |  |  |  | 135% | [6 empty] | VCAP RMS VOLTAGE: | 7.5967 | kV | [24 empty] | 3 | 0.000504171544335549-0.151251463300665i | 0.000987764658290056-0.296329397487017i | 0.00244111630395121-0.732334891185362i | 0.00340915996645943-1.02274798993783i | 0.0544511317940926i | 0.0544284532718959i | 0.0544717954889039i | 0.0544664744629553i | 0.005 | 0.01 | 0.0125 | 0.00550417154433555-0.0968003315065724i | -0.005 | 3.62981220319329-1088.94366095799i | -0.005 | 0.0159877646582901-0.241900944215121i | -0.01 | 7.11146880625624-2133.44064187687i | -0.01 | 0.0249411163039512-0.677863095696458i | -0.0125 | 17.5749580654614-5272.48741963842i | -0.0125 | 0.0159091599664594-0.968281515474875i | 24.5444444215927-7363.33332647782i | 0.00550417154433555-0.0968003315065724i | 3.62981220319329-1088.94366095799i | -0.00292756392945764-0.0514862512179193i | 0.0159731268386428-0.242158375471211i | 63.1877222037768-2136.44170863693i | -0.00271209857496416-0.0411163945334895i | 0.0249139953182016-0.678274259641793i | 105.589109586924-5275.68360883611i | -0.000676016295250145-0.0184042922987785i | 0.0159007097627688-0.96851156912861i | 121.592724992291-7366.57415922462i | 7606.08863540272+0.671666907854688i | 7778.45773203262+10.132712413999i | 8822.09447567541+0.230698118704538i | 11241.0660472921-145.996104186604i | 20.0445109685723+611.35763483568i | 7.94965311048885+612.088768847202i | 12.0948578580835-0.731134011526545i | -1.67104696342898+480.805070798115i | -8.83370076691729+423.923842010153i | -2.07287443548041+415.776246849348i | 7.94965311048885+612.088768847202i | -0.0125565417738242+480.17295692955i | -0.551947038363231+423.706558798364i | -0.0365833284842795+414.276832423137i | 12.0948578580835-0.731134011526545i | 10.4363674364279-0.0990201429529446i | 2.15461370787375+0.118263068826804i | 7.46688880274562+1931.8627944933i | 0.014404111181567-3.72668821171974i | 3 | 1.6287 | 0.62884 | 1931.8772 | 3.7267 |  | 0.0191834803010191+1.43876102257644i | 3 | 3.7267 | 1.4389 | 2.3435 | 23 | 8.57768139585299E-06-0.0197286672104619i | 0.0000168052533469773-0.0386520826980479i | 0.0000415317328809414-0.0955229856261652i | 0.0000580014646767202-0.133403368756457i | 0.417458677088043i | 0.417284808417868i | 0.417617098748263i | 0.417576304215991i | 0.005 | 0.01 | 0.0125 | 0.00500857768139585+0.397730009877581i | -0.005 | 0.0617555134865946-142.037681019168i | -0.005 | 0.015016805253347+0.37863272571982i | -0.01 | 0.120990393769655-278.277905670207i | -0.01 | 0.0225415317328809+0.322094113122098i | -0.0125 | 0.299010113769278-687.723261669339i | -0.0125 | 0.0125580014646767+0.284172935459534i | 0.417584900718877-960.445271653422i | 0.00500857768139585+0.397730009877581i | 0.0617555134865946-142.037681019168i | -0.000158284661109491+0.0125693487914522i | 0.0150160138300415+0.378695572463777i | -1.66432098553878-278.301164283001i | -0.00104542266092942+0.0263649819138571i | 0.0225310775062716+0.322357762941237i | -7.04013496803076-687.970324220361i | -0.00269711355870478+0.0385882784762753i | 0.0125242875451929+0.284655288940487i | -26.1196653709579-962.311677672644i | -3378.11885431511-56.8718276150024i | -2136.63203591884+3.49300923615302i | -736.056098603084+31.6296615523875i | -356.781218003604+4.60502976493651i | -0.0260352306240501-149.076538436582i | -1.92240963362146-148.941415277645i | 1.8963744029974-0.135123158937255i | -1.08919229104988-306.728538408291i | 0.0540854736928136-891.820877995544i | 8.20041413329901-1411.09440822945i | -1.92240963362146-148.941415277645i | -13.19857726121-307.145028090391i | -1.45874038310311-892.29407193302i | 23.7483275894816-1410.62238638726i | 1.8963744029974-0.135123158937255i | 14.0057593731576+0.281366523162345i | 15.5185852299534+0.754560460639443i | 7.13927208531789-2758.72036306987i | 0.00675369572060122+2.60972795093729i | 23 | 2.6097 |  |  |  | 23 | 8.57768139585299E-06-0.0197286672104619i | 0.0000168052533469773-0.0386520826980479i | 0.0000415317328809414-0.0955229856261652i | 0.0000580014646767202-0.133403368756457i | 0.417458677088043i | 0.417284808417868i | 0.417617098748263i | 0.417576304215991i | 0.005 | 0.01 | 0.0125 | 0.00500857768139585+0.397730009877581i | -0.005 | 0.000671564695576067-1.54459879982496i | -0.005 | 0.015016805253347+0.37863272571982i | -0.01 | 0.00131571858725107-3.02615275067747i | -0.01 | 0.0225415317328809+0.322094113122098i | -0.0125 | 0.00325160661276372-7.47869520935656i | -0.0125 | 0.0125580014646767+0.284172935459534i | 0.00454105651294293-10.4444299797688i | 0.00500857768139585+0.397730009877581i | 0.000671564695576067-1.54459879982496i | -0.000158284661109491+0.0125693487914522i | 0.0150160138300415+0.378695572463777i | -0.018098776172217-3.02640567810595i | -0.00104542266092942+0.0263649819138571i | 0.0225310775062716+0.322357762941237i | -0.0765584452252396-7.48138190852717i | -0.00269711355870478+0.0385882784762753i | 0.0125242875451929+0.284655288940487i | -0.284040146912611-10.4647263439208i | -36.7355922076553-0.618456708442952i | -23.2349560670625+0.0379849757840746i | -8.004294060199+0.343958989770428i | -3.879842568354+0.0500777216090935i | -0.000283121955290486-1.62114335223574i | -0.0209053794145155-1.61967394589494i | 0.020622257459225-0.00146940634080667i | -0.0118444985405472-3.33554116694974i | 0.000588156305808998-9.69816916135706i | 0.0891759830030734-15.3450458621385i | -0.0209053794145155-1.61967394589494i | -0.143528861149956-3.34007031343042i | -0.0158631753829683-9.70331494226999i | 0.258252866629195-15.3399128272585i | 0.020622257459225-0.00146940634080667i | 0.152306620068635+0.00305974013986353i | 0.16875795175741+0.00820552105283784i | 0.0776365188130447-29.999899542681i | 0.00675369572060121+2.60972795093728i | 23 | 2.6097 | 30
Key Filter Ratings | [38 empty] | % 60HZ AMPS: | 97.07% |  |  | 103% |  |  |  | 135% | [6 empty] | VCAP, PEAK CAP VOLTAGE: | 12.6659 | kV | [24 empty] | 3.2 | 0.000443120117594004-0.141798437630082i | 0.000868153699776011-0.277809183928323i | 0.00214551526324851-0.686564884239526i | 0.00299633603325471-0.958827530641506i | 0.058081207247032i | 0.0580570168233555i | 0.0581032485214975i | 0.0580975727604855i | 0.005 | 0.01 | 0.0125 | 0.005443120117594-0.08371723038305i | -0.005 | 3.19026892412767-1020.88605572086i | -0.005 | 0.015868153699776-0.219752167104967i | -0.01 | 6.25032279012771-2000.10329284086i | -0.01 | 0.0246455152632485-0.628461635718028i | -0.0125 | 15.4467612703936-4942.96360652598i | -0.0125 | 0.0154963360332547-0.900729957881021i | 21.5722946298158-6903.13428154105i | 0.005443120117594-0.08371723038305i | 3.19026892412767-1020.88605572086i | -0.00386683981771512-0.0594734477432588i | 0.0158488195006874-0.220049534343683i | 66.9782725357689-2003.86115939833i | -0.00325618415794759-0.0452097903987466i | 0.024612953421669-0.628913733622016i | 106.258997864939-4946.46047382533i | -0.000776652830323819-0.0198451450697109i | 0.0154866278728757-0.900978022194392i | 119.678121246485-6906.66670499798i | 7665.76215912915+1.06696867448372i | 7865.59262461686+13.4924068228967i | 9106.22548866725+5.95899774749286i | 12180.4478622957-209.971643264751i | 27.5665183966022+706.375463446597i | 12.1954065284599+707.455116651664i | 15.3711118681423-1.07965320506122i | -3.31074486011509+529.684605507139i | -10.6924004886914+457.24713510459i | -2.41994368937035+447.006322985164i | 12.1954065284599+707.455116651664i | -0.345961632476531+528.680286392823i | -0.783952666783915+457.016483036971i | -0.0619882901989767+445.362174804582i | 15.3711118681423-1.07965320506122i | 12.4063286405039-0.0753340907540384i | 2.49788081859638+0.155317976855163i | 11.1434293584254+2140.31352704349i | 0.0175129023268355-3.36369537081303i | 3.2 | 1.8387 | 0.83897 | 2140.3425 | 3.3637 |  | 0.0191834803010191+1.53467842408153i | 3.2 | 3.3637 | 1.5348 | 2.8221 | 25 | 7.26014974425503E-06-0.0181503743606376i | 0.0000142239668458874-0.0355599171147186i | 0.0000351524597311121-0.0878811493277807i | 0.0000490924411278198-0.122731102819549i | 0.453759431617438i | 0.453570443932466i | 0.4539316290742i | 0.453887287191293i | 0.005 | 0.01 | 0.0125 | 0.00500726014974426+0.4356090572568i | -0.005 | 0.0522698681327569-130.674670331892i | -0.005 | 0.0150142239668459+0.418010526817747i | -0.01 | 0.102406272260095-256.015680650238i | -0.01 | 0.0225351524597311+0.366050479746419i | -0.0125 | 0.253082167642785-632.705419106966i | -0.0125 | 0.0125490924411278+0.331156184371744i | 0.353443870231023-883.609675577554i | 0.00500726014974426+0.4356090572568i | 0.0522698681327569-130.674670331892i | -0.000131922531787078+0.0114766654785521i | 0.015013564354187+0.41806791014514i | -1.39729631008577-256.03351946738i | -0.000857887644818857+0.023888750622282i | 0.0225265735832829+0.366289367252642i | -5.86443745309921-632.891687436879i | -0.0020908219350963+0.0339974404368673i | 0.0125229571669391+0.331581152377205i | -21.1563917801938-884.941154092197i | -2667.45733380726-36.9383545111114i | -1729.1497030988+0.69845353208562i | -613.218693058281+22.680992249228i | -299.761111670933+3.47293451098722i | -0.00858888281340371-136.115471941505i | -1.57587678975015-136.019431652814i | 1.56728790693674-0.096040288691204i | -0.695405529842688-277.822009162269i | 0.252485133798298-784.665106927439i | 5.01788084784009-1210.98784248582i | -1.57587678975015-136.019431652814i | -10.2874277233112-278.137874838131i | -0.317050149652254-784.915741640807i | 16.7658495223586-1210.7249729403i | 1.56728790693674-0.096040288691204i | 11.1593101004052+0.219825387171424i | 11.7288453838558+0.470460100539963i | 4.5663715689823-2409.59043051703i | 0.00566225018129512+2.98786545201857i | 25 | 2.9879 |  |  |  | 25 | 7.26014974425503E-06-0.0181503743606376i | 0.0000142239668458874-0.0355599171147186i | 0.0000351524597311121-0.0878811493277807i | 0.0000490924411278198-0.122731102819549i | 0.453759431617438i | 0.453570443932466i | 0.4539316290742i | 0.453887287191293i | 0.005 | 0.01 | 0.0125 | 0.00500726014974426+0.4356090572568i | -0.005 | 0.000433847790991312-1.08461947747828i | -0.005 | 0.0150142239668459+0.418010526817747i | -0.01 | 0.000849987508880937-2.12496877220235i | -0.01 | 0.0225351524597311+0.366050479746419i | -0.0125 | 0.00210062017168751-5.2515504292188i | -0.0125 | 0.0125490924411278+0.331156184371744i | 0.00293363744384602-7.33409360961501i | 0.00500726014974426+0.4356090572568i | 0.000433847790991312-1.08461947747828i | -0.000131922531787078+0.0114766654785521i | 0.015013564354187+0.41806791014514i | -0.0115977701713603-2.12511683707581i | -0.000857887644818857+0.023888750622282i | 0.0225265735832829+0.366289367252642i | -0.0486757155761667-5.25309648445773i | -0.0020908219350963+0.0339974404368673i | 0.0125229571669391+0.331581152377205i | -0.175601243451993-7.34514508215485i | -22.1402982861287-0.306593915002755i | -14.352203397134+0.00579726968577371i | -5.08980766322593+0.18825565734787i | -2.48806244915765+0.0288258803718898i | -0.0000712890230795015-1.12977895164334i | -0.013080015093421-1.12898180275847i | 0.0130087260703414-0.0007971488848799i | -0.00577197080733252-2.30596458857875i | 0.0020956647007091-6.5128387629333i | 0.0416491680400614-10.0513817835816i | -0.013080015093421-1.12898180275847i | -0.0853872020760716-2.30858632134025i | -0.00263156407264574-6.5149190688653i | 0.139159080349958-10.049199926697i | 0.0130087260703414-0.0007971488848799i | 0.0926239573390807+0.00182458387662096i | 0.0973511861124338+0.00390488980860661i | 0.0379015729103585-19.999964086737i | 0.00566225018129516+2.98786545201857i | 25 | 2.9879 | 20
[13 empty] | kVLLsys (System Line-to-Line Voltage Rating): | 12.47 |  |  | kV | f (System Frequency): | [12 empty] | 60 |  |  | (HZ) |  |  |  |  | % 60HZ KVAR: | 64.13% |  |  | 76.04% |  |  |  | 135% | [6 empty] | ICAP RMS CURRENT: | 175.4761 | amps | [24 empty] | 3.4 | 0.000392522064357087-0.13345750188141i | 0.000769022819964906-0.261467758788068i | 0.00190052775038202-0.646179435129888i | 0.00265419681612886-0.902426917483816i | 0.0617112826999715i | 0.0616855803748155i | 0.061734701554091i | 0.0617286710580161i | 0.005 | 0.01 | 0.0125 | 0.00539252206435709-0.0717462191814385i | -0.005 | 2.82598531240731-960.83500621849i | -0.005 | 0.0157690228199649-0.199782178413252i | -0.01 | 5.5366242855327-1882.45225708112i | -0.01 | 0.024400527750382-0.584444733575797i | -0.0125 | 13.6829594973191-4652.2062290885i | -0.0125 | 0.0151541968161289-0.8406982464258i | 19.1090435410398-6497.07480395357i | 0.00539252206435709-0.0717462191814385i | 2.82598531240731-960.83500621849i | -0.00520855661450978-0.069298602773191i | 0.0157429800368924-0.200128671427118i | 72.1358670165358-1887.2609837746i | -0.00390651194090986-0.0496605498334092i | 0.0243614626309729-0.584941339074131i | 107.687177256575-4655.99652983848i | -0.000888456353756264-0.0213326620469156i | 0.0151430911117069-0.840964904701387i | 118.365143511044-6500.91619218603i | 7730.33409187125+1.55058793371014i | 7960.47305183285+17.7583390572381i | 9430.63757007612+16.3607668538419i | 13367.834777612-308.130115849844i | 38.7010907252642+823.323776634206i | 19.0151046875847+824.946231047725i | 19.6859860376794-1.62245441351843i | -5.99356425400238+583.342830506174i | -12.9212139447086+491.654000695364i | -2.80807688252286+478.982646128299i | 19.0151046875847+824.946231047725i | -1.00922339875628+581.734351814685i | -1.09630576179495+491.437428084285i | -0.0957157325065221+477.183250325688i | 19.6859860376794-1.62245441351843i | 14.7016451824327-0.013975722033962i | 2.87673699952+0.2025968890441i | 16.9782356440304+2377.30325396404i | 0.0216275369491963-3.02830135253952i | 3.4 | 2.1658 | 1.1662 | 2377.3639 | 3.0284 |  | 0.0191834803010191+1.63059582558663i | 3.4 | 3.0284 | 1.6307 | 3.5317 | 29 | 0.0000053954741695921-0.0156468750918171i | 0.0000105707249036906-0.0306551022207029i | 0.0000261240050354231-0.0757596146027269i | 0.000036483682480099-0.105802679192287i | 0.526360940676228i | 0.52614171496166i | 0.52656068972607i | 0.5265092531419i | 0.005 | 0.01 | 0.0125 | 0.00500539547416959+0.510714065584411i | -0.005 | 0.0388450284488193-112.650582501576i | -0.005 | 0.0150105707249037+0.495486612740957i | -0.01 | 0.0761045455323804-220.703182043904i | -0.01 | 0.0225261240050354+0.450801075123343i | -0.0125 | 0.188081285703723-545.435728540796i | -0.0125 | 0.0125364836824801+0.420706573949613i | 0.262666382844398-761.732510248752i | 0.00500539547416959+0.510714065584411i | 0.0388450284488193-112.650582501576i | -0.000095942503974771+0.00978927369878459i | 0.0150100910123838+0.495535559109451i | -1.02665911201377-220.714370287479i | -0.000610710496069981+0.0201616876855956i | 0.0225200169000747+0.451002692000199i | -4.26251990725092-545.549821942988i | -0.00138050812343659+0.0276470876003641i | 0.0125192273309371+0.421052162544618i | -14.8167833367486-762.490688602597i | -1810.36323569738-18.6379889728892i | -1210.11436014541-0.797634901986922i | -445.815230502433+12.9881204498948i | -220.468359872838+2.12780470832489i | 0.00674106529878565-116.100234870719i | -1.1199932878492-116.045933292012i | 1.12673435314797-0.0543015787078495i | -0.31733502435443-234.369830800351i | 0.280122832109812-637.113505253219i | 2.3006642683972-953.27311091428i | -1.1199932878492-116.045933292012i | -6.83359196763626-234.561989932578i | 0.42000318413982-637.198652125589i | 9.81307365418286-953.172995142581i | 1.12673435314797-0.0543015787078495i | 7.64299129642977+0.137857553518817i | 7.50311094439962+0.223004425886279i | 2.27019314145137-1940.85668183857i | 0.00433891462767416+3.70946916070087i | 29 | 3.7095 |  |  |  | 29 | 0.0000053954741695921-0.0156468750918171i | 0.0000105707249036906-0.0306551022207029i | 0.0000261240050354231-0.0757596146027269i | 0.000036483682480099-0.105802679192287i | 0.526360940676228i | 0.52614171496166i | 0.52656068972607i | 0.5265092531419i | 0.005 | 0.01 | 0.0125 | 0.00500539547416959+0.510714065584411i | -0.005 | 0.0000400287174618499-0.116083280639365i | -0.005 | 0.0150105707249037+0.495486612740957i | -0.01 | 0.0000784236097211751-0.227428468191409i | -0.01 | 0.0225261240050354+0.450801075123343i | -0.0125 | 0.000193812514649468-0.562056292483457i | -0.0125 | 0.0125364836824801+0.420706573949613i | 0.000270670375218224-0.784944088132848i | 0.00500539547416959+0.510714065584411i | 0.0000400287174618499-0.116083280639365i | -0.000095942503974771+0.00978927369878459i | 0.0150100910123838+0.495535559109451i | -0.00105794355585501-0.227439997364094i | -0.000610710496069981+0.0201616876855956i | 0.0225200169000747+0.451002692000199i | -0.00439240777665189-0.562173862549511i | -0.00138050812343659+0.0276470876003641i | 0.0125192273309371+0.421052162544618i | -0.0152682816196569-0.785725369762021i | -1.86552877829733-0.0192059273591685i | -1.24698906792177-0.000821940500607819i | -0.459400150150071+0.0133838955616755i | -0.22718649049916+0.00219264335449649i | 6.94647961430899E-06-0.119638051109104i | -0.00115412181864025-0.119582094848069i | 0.00116106829825456-0.000055956261035895i | -0.000327004884225249-0.241511568231944i | 0.000288658758891395-0.656527682210646i | 0.00237077030579558-0.982321330284064i | -0.00115412181864025-0.119582094848069i | -0.0070418257636877-0.241709582853602i | 0.000432801556913844-0.656615423685756i | 0.0101120984697734-0.982218163776048i | 0.00116106829825456-0.000055956261035895i | 0.00787588917771699+0.000142058360622833i | 0.0077317463796945+0.000229799835732009i | 0.00233937066007603-1.99999863183576i | 0.00433891462767415+3.70946916070087i | 29 | 3.7095 | 2
[54 empty] | QCAPACITOR (1-phase): | 1154.718 | kvar | [24 empty] | 3.6 | 0.000350120316677678-0.126043314003964i | 0.000685950008184837-0.246942002946542i | 0.00169522541085264-0.61028114790695i | 0.0023674802365824-0.852292885169662i | 0.0653413581529111i | 0.0653141439262753i | 0.0653661545866848i | 0.0653597693555464i | 0.005 | 0.01 | 0.0125 | 0.00535012031667768-0.0607019558510529i | -0.005 | 2.5207114767602-907.456131633672i | -0.005 | 0.0156859500081848-0.181627859020267i | -0.01 | 4.93853677079549-1777.87323748638i | -0.01 | 0.0241952254108526-0.544914993320265i | -0.0125 | 12.204873425742-4393.75443326713i | -0.0125 | 0.0148674802365824-0.786933115814116i | 17.0448109380928-6136.13193771341i | 0.00535012031667768-0.0607019558510529i | 2.5207114767602-907.456131633672i | -0.00720389748110373-0.0817347351031198i | 0.0156499305207793-0.182036532695783i | 79.1273822546335-1784.20442874244i | -0.00468810364514089-0.0545309853834043i | 0.0241483443744012-0.545460303174099i | 109.87025641968-4397.80407442804i | -0.00101255985622487-0.0228715972240243i | 0.0148548232383796-0.787219010779416i | 117.549350801931-6140.30173212148i | 7800.03197752544+2.13568841587996i | 8063.53344637526+23.1908234706836i | 9803.07636148069+34.8570293959799i | 14905.540423811-464.735295145166i | 55.8787556780306+971.450293672225i | 30.3664353663791+973.948255294929i | 25.5123203116516-2.49796162270573i | -10.3935481954085+642.894164075962i | -15.6175557424097+527.228700899602i | -3.24184265520313+511.774764627258i | 30.3664353663791+973.948255294929i | -2.27665703481144+640.279540394017i | -1.51589495197722+527.082173770668i | -0.139588102277226+509.808291016949i | 25.5123203116516-2.49796162270573i | 17.3954291510543+0.116662059252963i | 3.29376836062275+0.263189188185045i | 26.6258090850093+2653.34792327505i | 0.0272255403234763-2.71311307936962i | 3.6 | 2.7471 | 1.7481 | 2653.4815 | 2.7132 |  | 0.0191834803010191+1.72651322709173i | 3.6 | 2.7132 | 1.7266 | 4.7431 | 31 | 4.72174177315316E-06-0.0146373994967748i | 9.25075939230007E-06-0.0286773541161303i | 0.0000228619027689916-0.070871898583874i | 0.0000319279681803689-0.0989767013591439i | 0.562661695205623i | 0.562427350476256i | 0.562875220052008i | 0.562820236117204i | 0.005 | 0.01 | 0.0125 | 0.00500472174177315+0.548024295708848i | -0.005 | 0.0339944530806603-105.382804550047i | -0.005 | 0.0150092507593923+0.533749996360126i | -0.01 | 0.0666013774641507-206.464270138868i | -0.01 | 0.022522861902769+0.492003321468134i | -0.0125 | 0.164595591701768-510.246334275483i | -0.0125 | 0.0125319279681804+0.46384353475806i | 0.229867254164464-712.588487909841i | 0.00500472174177315+0.548024295708848i | 0.0339944530806603-105.382804550047i | -0.0000833132539667959+0.00912292224905783i | 0.0150088341931225+0.533795610971371i | -0.894794922645083-206.47336005198i | -0.000526324704546381+0.0187189633530232i | 0.0225175986557235+0.492190511101664i | -3.7008426211601-510.338256672344i | -0.00115946479779765+0.0253436247868891i | 0.0125174346582079+0.464160330067896i | -12.7014335478045-713.184272021556i | -1536.12493077411-14.0617572791062i | -1037.18644174181-0.919448384835044i | -387.106929254316+10.2223313787588i | -192.218253625383+1.71441545103587i | 0.00980747417811041-108.196388013961i | -0.964635903966555-108.153848434322i | 0.974443378144665-0.0425395796386146i | -0.222967006315322-217.56556719423i | 0.253470699969322-583.753685566837i | 1.67069895287415-864.628617470066i | -0.964635903966555-108.153848434322i | -5.74931875304561-217.719524571504i | 0.517534711940489-583.80654663038i | 7.91424155204936-864.562196243808i | 0.974443378144665-0.0425395796386146i | 6.50079512487494+0.111417797635938i | 6.23673111290375+0.16427886117839i | 1.71101012070626-1774.14425824509i | 0.00391363338877722+4.05804157529433i | 31 | 4.058 |  |  |  | 31 | 4.72174177315316E-06-0.0146373994967748i | 9.25075939230007E-06-0.0286773541161303i | 0.0000228619027689916-0.070871898583874i | 0.0000319279681803689-0.0989767013591439i | 0.562661695205623i | 0.562427350476256i | 0.562875220052008i | 0.562820236117204i | 0.005 | 0.01 | 0.0125 | 0.00500472174177315+0.548024295708848i | -0.005 | 0.0000447473475432743-0.13871677738415i | -0.005 | 0.0150092507593923+0.533749996360126i | -0.01 | 0.0000750799673497221-0.232747898784139i | -0.01 | 0.022522861902769+0.492003321468134i | -0.0125 | 0.000216659351115139-0.671643988456932i | -0.0125 | 0.0125319279681804+0.46384353475806i | 0.000302577302435473-0.937989637549968i | 0.00500472174177315+0.548024295708848i | 0.0000447473475432743-0.13871677738415i | -0.0000833132539667959+0.00912292224905783i | 0.0150088341931225+0.533795610971371i | -0.00119041867931861-0.232759863956815i | -0.000526324704546381+0.0187189633530232i | 0.0225175986557235+0.492190511101664i | -0.00414099055910682-0.671744212319926i | -0.00115946479779765+0.0253436247868891i | 0.0125174346582079+0.464160330067896i | -0.0167190647224959-0.938773876044537i | -2.02202153345843-0.0185096768153422i | -1.36515233329912-0.00268939077036254i | -0.436533847027954+0.015530434706077i | -0.252994415440612+0.001590723701339i | 0.0000226578635375475-0.142419965224394i | -0.000895039294399165-0.14235026666937i | 0.00091769715793671-0.00006969855502369i | -0.000353665233320316-0.284290424870528i | 0.000438471560953428-0.76839486468946i | 0.00219916309602215-1.13812206803247i | -0.000895039294399165-0.14235026666937i | -0.00873474124348338-0.245518574977139i | 0.00151379142167365-0.768410420010254i | 0.010417620675664-1.13803463689514i | 0.00091769715793671-0.00006969855502369i | 0.00928618486271166+0.000182198254764395i | 0.00821086500199138+0.000197753575562246i | 0.00230662728719281-2.33322732281685i | 0.00401539208564011+4.06169760414133i | 31 | 4.0617 | 2.3332
Expected Harmonic Current (amps) Into Line Side of Filter | [80 empty] | 3.8 | 0.000314235657382869-0.11940954980549i | 0.00061564536956644-0.233945240435247i | 0.00152147774926705-0.578161544721481i | 0.00212483158801748-0.807436003446647i | 0.0689714336058506i | 0.0689427074777346i | 0.0689976076192784i | 0.0689908676530766i | 0.005 | 0.01 | 0.0125 | 0.00531423565738287-0.0504381161996394i | -0.005 | 2.26235779599586-859.695962478426i | -0.005 | 0.0156156453695664-0.165002532957512i | -0.01 | 4.4323744574613-1684.30229383529i | -0.01 | 0.0240214777492671-0.509163937102203i | -0.0125 | 10.9539670836738-4162.50749179606i | -0.0125 | 0.0146248315880175-0.73844513579357i | 15.2978479538767-5813.18222247317i | 0.00531423565738287-0.0504381161996394i | 2.26235779599586-859.695962478426i | -0.0103299575791132-0.0980429989002876i | 0.0155639955816708-0.165492747952013i | 88.7429148213767-1692.96110831572i | -0.00563298814555638-0.0598958463138529i | 0.0239651478678115-0.509762895565341i | 112.855193229873-4166.72858966251i | -0.00115025699415114-0.0244671278148185i | 0.0146104533755906-0.738750974891255i | 117.155050663042-5817.7021637161i | 7875.10787476421+2.83743007088653i | 8175.20445001003+30.1592334477282i | 10234.3670315628+67.7208892820255i | 16961.1890909948-727.655306552278i | 83.8215399609753+1165.86064628665i | 50.1874296638153+1169.83752726583i | 33.63411029716-3.97688097917152i | -17.711345941536+709.937470014324i | -18.9213335804797+564.035454833038i | -3.72647321396349+545.457377576621i | 50.1874296638153+1169.83752726583i | -4.66886145990274+705.584972476805i | -2.08091495552457+564.069548849171i | -0.195756762495392+543.310525141559i | 33.63411029716-3.97688097917152i | 20.5916258155277+0.375616558342973i | 3.75120719057276+0.341522542210521i | 43.4623872249961+2985.29094871063i | 0.0351037918912285-2.41116604239439i | 3.8 | 4.0786 | 3.0826 | 2985.6073 | 2.4114 |  | 0.0191834803010191+1.82243062859682i | 3.8 | 2.4114 | 1.8225 | 7.4334 | 35 | 0.0000037041583230682-0.0129645541307387i | 7.25712651050097E-06-0.0253999427867534i | 0.0000179349298397536-0.0627722544391377i | 0.0000250471658036039-0.0876650803126139i | 0.635263204264413i | 0.634998621505451i | 0.635504280703881i | 0.63544220206781i | 0.005 | 0.01 | 0.0125 | 0.00500370415832307+0.622298650133674i | -0.005 | 0.0266683021576569-93.3390575517991i | -0.005 | 0.0150072571265105+0.609598678718698i | -0.01 | 0.0522481021864299-182.868357652505i | -0.01 | 0.0225179349298398+0.572732026264743i | -0.0125 | 0.129123565038859-451.932477636006i | -0.0125 | 0.0125250471658036+0.547777121755196i | 0.180328519351774-631.149817731212i | 0.00500370415832307+0.622298650133674i | 0.0266683021576569-93.3390575517991i | -0.0000646004931683133+0.00803420794367743i | 0.0150069341240447+0.609638849758416i | -0.697655572666128-182.87460166034i | -0.000403537244294497+0.0163932205880885i | 0.0225138995573969+0.572895958470624i | -2.86906164994517-451.994837527114i | -0.000856128645348301+0.0217853259760959i | 0.0125143455577367+0.548049438329897i | -9.66505727875047-631.539543070035i | -1152.14241922617-8.67303340672583i | -789.120219860944-0.864609831967134i | -300.151134637042+6.69988382160815i | -149.946296622013+1.16310787905351i | 0.0121445519224247-95.2830487393948i | -0.738879638152718-95.2553648596821i | 0.751024190075145-0.0276838797127732i | -0.11575032880398-190.492227921569i | 0.197549889180017-501.467317353469i | 0.969508591710101-732.152258209337i | -0.738879638152718-95.2553648596821i | -4.25441699096785-190.595556737819i | 0.549463249353777-501.489277711618i | 5.51121144657754-732.119915968811i | 0.751024190075145-0.0276838797127732i | 4.88969085223902+0.0756449365357528i | 4.53777749206533+0.0976052946844838i | 1.06345270400856-1519.39485222377i | 0.00331651901700322+4.7384353838611i | 35 | 4.7384 |  |  |  | 35 | 0.0000037041583230682-0.0129645541307387i | 7.25712651050097E-06-0.0253999427867534i | 0.0000179349298397536-0.0627722544391377i | 0.0000250471658036039-0.0876650803126139i | 0.635263204264413i | 0.634998621505451i | 0.635504280703881i | 0.63544220206781i | 0.005 | 0.01 | 0.0125 | 0.00500370415832307+0.622298650133674i | -0.005 | 0.0000351038383293368-0.122863434152679i | -0.005 | 0.0150072571265105+0.609598678718698i | -0.01 | 0.0000687748669309457-0.24071203425831i | -0.01 | 0.0225179349298398+0.572732026264743i | -0.0125 | 0.000169967053951737-0.594884688831081i | -0.0125 | 0.0125250471658036+0.547777121755196i | 0.000237368811560276-0.83079084046097i | 0.00500370415832307+0.622298650133674i | 0.0000351038383293368-0.122863434152679i | -0.0000646004931683133+0.00803420794367743i | 0.0150069341240447+0.609638849758416i | -0.000918333244000728-0.240720253328285i | -0.000403537244294497+0.0163932205880885i | 0.0225138995573969+0.572895958470624i | -0.00377658374054601-0.594966773979313i | -0.000856128645348301+0.0217853259760959i | 0.0125143455577367+0.548049438329897i | -0.0127222425391495-0.831303841071433i | -1.5165802823812-0.0114164284150811i | -1.03872936704581-0.00113809734042699i | -0.395092902516873+0.00881914555747397i | -0.197376290533391+0.00153101426196901i | 0.0000159860340844622-0.125422335426543i | -0.000972597025832949-0.125385894770066i | 0.00098858305991741-0.0000364406564775248i | -0.000152363686479978-0.250747435379346i | 0.000260037528101984-0.660088052540986i | 0.00127617696323885-0.963741686767266i | -0.000972597025832949-0.125385894770066i | -0.00560014527185189-0.250883448464802i | 0.000723265731699054-0.660116959250445i | 0.00725448041182865-0.963699114248931i | 0.00098858305991741-0.0000364406564775248i | 0.00643636464528937+0.0000995724289790096i | 0.00597313644169237+0.000128479138433176i | 0.00139983683894532-1.99999951011414i | 0.00331651901700328+4.73843538386112i | 35 | 4.7384 | 2
(n) Harmonic: | [5 empty] | 1 |  | 2 |  | 3 | 4 |  | 5 |  | 7 |  | 11 |  | 13 |  | 17 |  | 19 |  | 23 |  | 25 |  | 29 | 31 |  | 35 |  | 37 |  | Branch 2 | [44 empty] | 4 | 0.000283597872274196-0.113439148909679i | 0.000555620321190263-0.222248128476105i | 0.00137313459585823-0.549253838343292i | 0.00191766180299695-0.76706472119878i | 0.0726015090587899i | 0.0725712710291944i | 0.0726290606518716i | 0.0726219659506071i | 0.005 | 0.01 | 0.0125 | 0.0052835978722742-0.0408376398508891i | -0.005 | 2.04177928950193-816.711715800776i | -0.005 | 0.0155556203211903-0.149676857446911i | -0.01 | 4.00022064882012-1600.08825952805i | -0.01 | 0.0238731345958582-0.47662477769142i | -0.0125 | 9.88596196804764-3954.38478721906i | -0.0125 | 0.014417661802997-0.694442755248173i | 13.8063171004417-5522.52684017666i | 0.0052835978722742-0.0408376398508891i | 2.04177928950193-816.711715800776i | -0.0155800506472925-0.120420310662076i | 0.0154777200679538-0.150278959000221i | 102.380710211648-1612.56679772812i | -0.00678153592415867-0.065844462532646i | 0.0238053192366166-0.477283222316746i | 116.758854526687-3958.57926405036i | -0.00130302467428691-0.0261249096943543i | 0.0144013739945684-0.694769316619352i | 117.127144215642-5527.42123126237i | 7955.8408809612+3.67331168287836i | 8295.8439288085+39.2254569213486i | 10740.9650403598+127.05371046214i | 19828.1428446105-1200.29778979906i | 132.579319880596+1432.91633485067i | 87.1434308593419+1439.55309235197i | 45.4358890212535-6.636757501306i | -30.2051271629535+787.000525095778i | -23.0500811072599+602.085471143972i | -4.26796286960255+580.110982910192i | 87.1434308593419+1439.55309235197i | -9.22044925721275+779.485485059053i | -2.848908089838+602.519351863893i | -0.26676311595996+577.768805565612i | 45.4358890212535-6.636757501306i | 24.451211115513+0.878282535407914i | 4.25003809809124+0.444401815480878i | 75.05614874078+3402.11331400061i | 0.0466641357633652-2.11517217750103i | 4 | 10.1938 | 9.2434 | 3402.9411 | 2.1157 |  | 0.0191834803010191+1.91834803010192i | 4 | 2.1157 | 1.9184 | 19.5562 | 37 | 0.0000033145317638577-0.0122637675262735i | 6.49377651694571E-06-0.0240269731126991i | 0.0000160484216525559-0.059379160114457i | 0.0000224125481175141-0.082926428034802i | 0.671563958793809i | 0.671284257020049i | 0.671818811029816i | 0.671753185043115i | 0.005 | 0.01 | 0.0125 | 0.00500331453176386+0.659300191267536i | -0.005 | 0.0238631632020771-88.2937038476853i | -0.005 | 0.0150064937765169+0.64725728390735i | -0.01 | 0.046752319742845-172.983583048526i | -0.01 | 0.0225160484216526+0.612439650915359i | -0.0125 | 0.115541540197812-427.503698731905i | -0.0125 | 0.0125224125481175+0.588826757008313i | 0.161360436890236-597.033616493874i | 0.00500331453176386+0.659300191267536i | 0.0238631632020771-88.2937038476853i | -0.0000575488163994801+0.00758336207298596i | 0.0150062060324349+0.647295200717715i | -0.622809432002348-172.988845209685i | -0.000357958584950062+0.0154406032806071i | 0.0225124688358031+0.612594056948165i | -2.55573353063826-427.556005020789i | -0.000748861411209812+0.0203775096072701i | 0.0125130517804774+0.589081475878404i | -8.55001376656181-597.356111965849i | -1013.89750162833-7.02269268481316i | -698.057612915592-0.792609640687461i | -267.389621169958+5.54751805816826i | -133.885669467213+0.975599333242817i | 0.0123424080845742-89.9356498067857i | -0.655177350429147-89.912790213161i | 0.667519758513725-0.0228595936246272i | -0.0848013790401481-179.408182311334i | 0.173808757870301-468.953760778203i | 0.766451282969398-681.112357300883i | -0.655177350429147-89.912790213161i | -3.72396153798279-179.494443181948i | 0.53249006641742-468.968235539265i | 4.71751617860222-681.088876026088i | 0.667519758513725-0.0228595936246272i | 4.30667991745634+0.0634012769885572i | 3.94799860890923+0.0778760380515713i | 0.867801069884125-1419.40995019721i | 0.00310105989406262+5.07221691991891i | 37 | 5.0722 |  |  |  | 37 | 0.0000033145317638577-0.0122637675262735i | 6.49377651694571E-06-0.0240269731126991i | 0.0000160484216525559-0.059379160114457i | 0.0000224125481175141-0.082926428034802i | 0.671563958793809i | 0.671284257020049i | 0.671818811029816i | 0.671753185043115i | 0.005 | 0.01 | 0.0125 | 0.00500331453176386+0.659300191267536i | -0.005 | 0.0000168120272363089-0.0622045007743429i | -0.005 | 0.0150064937765169+0.64725728390735i | -0.01 | 0.0000329378492792991-0.121870042333407i | -0.01 | 0.0225160484216526+0.612439650915359i | -0.0125 | 0.0000814010910574344-0.301184036912508i | -0.0125 | 0.0125224125481175+0.588826757008313i | 0.00011368132702647-0.420620909997939i | 0.00500331453176386+0.659300191267536i | 0.0000168120272363089-0.0622045007743429i | -0.0000575488163994801+0.00758336207298596i | 0.0150062060324349+0.647295200717715i | -0.00043878043514961-0.121873749620491i | -0.000357958584950062+0.0154406032806071i | 0.0225124688358031+0.612594056948165i | -0.00180056019237628-0.301220887632838i | -0.000748861411209812+0.0203775096072701i | 0.0125130517804774+0.589081475878404i | -0.00602363832057863-0.42084811385237i | -0.714309007060614-0.00494761317640523i | -0.49179413062172-0.000558407733046925i | -0.188380792426729+0.00390832614679191i | -0.0943248597251479+0.000687327259312187i | 8.69544825731396E-06-0.0633612812041286i | -0.000461584215250591-0.063345176209691i | 0.000470279663507905-0.0000161049944373986i | -0.0000597440951992247-0.126396287947789i | 0.000122451392821648-0.330386350376483i | 0.000539978700035196-0.479855893577943i | -0.000461584215250591-0.063345176209691i | -0.00262359781364124-0.126457060281025i | 0.00037514881928544-0.330396548105726i | 0.0033235749096115-0.479839350597952i | 0.000470279663507905-0.0000161049944373986i | 0.00303413338194991+0.0000446673387983884i | 0.00278143595548618+0.0000548650680419789i | 0.000611381445914933-0.999999813106344i | 0.00310105989406264+5.07221691991892i | 37 | 5.0722 | 1
(In) Filter current: | [5 empty] | 532.7642 |  | 5 |  | 3 | 3 |  | 120 |  | 100 |  | 90 |  | 80 |  | 70 |  | 60 |  | 30 |  | 20 |  | 2 | 2 |  | 2 |  | 1 | [5 empty] | At Nominal Voltage |  |  | At Nominal 110% Voltage | [7 empty] | ICAPACITOR UNIT CURRENT: |  |  |  | 44.4473 | amps | [24 empty] | 4.2 | 0.000257231779648322-0.108037347452296i | 0.000503964302984469-0.211665007253477i | 0.00124547428003192-0.523099197613409i | 0.00173937679571722-0.730538254201234i | 0.0762315845117295i | 0.0761998345806545i | 0.0762605136844654i | 0.0762530642481374i | 0.005 | 0.01 | 0.0125 | 0.00525723177964832-0.0318057629405665i | -0.005 | 1.85195508018434-777.821133677429i | -0.005 | 0.0155039643029845-0.135465172672822i | -0.01 | 3.62832015709587-1523.89446598026i | -0.01 | 0.0237454742800319-0.446838683928944i | -0.0125 | 8.96686413823945-3766.08293806059i | -0.0125 | 0.0142393767957172-0.654285189953097i | 12.5227438755322-5259.55242772353i | 0.00525723177964832-0.0318057629405665i | 1.85195508018434-777.821133677429i | -0.0252935138782857-0.15302340472432i | 0.0153774967335931-0.136230289696444i | 122.700000750469-1543.28490314799i | -0.00818162620494001-0.0724815831468925i | 0.0236636580179825-0.447563499760413i | 121.83048270659-3769.81602795936i | -0.00147255053786429-0.0278511408422058i | 0.0142209699139939-0.654633329213625i | 117.425654367495-5264.84843778359i | 8042.54003493858+4.66357938452245i | 8425.55945558706+51.3506476476163i | 11351.5746586311+237.809030167158i | 24065.0669823728-2135.01580429457i | 226.323099337668+1822.65406327488i | 162.75563771896+1834.51818744718i | 63.5674616187085-11.8641241723086i | -52.4283183487911+878.716819215143i | -28.388436039971+641.256496690169i | -4.87318678176463+615.822617022265i | 162.75563771896+1834.51818744718i | -18.1210087605233+864.988111217639i | -3.9160267676372+642.537492162074i | -0.355612218434279+613.268322002389i | 63.5674616187085-11.8641241723086i | 29.2601520304404+1.86458382519542i | 4.78774275810599+0.583588353288673i | 140.633158167141+3958.44999620246i | 0.0645350145610696-1.8164893078813i | 4.2 | 8.4634 | 9.3793 | 3960.9474 | 1.8176 |  | 0.0191834803010191+2.01426543160701i | 4.2 | 1.8176 | 2.0144 | 17.0482
[36 empty] | Design Parameter | [10 empty] | Rated Duty |  |  | I MINIMUM CAPACITOR FUSE RATING: |  |  |  |  | 80.0051 | amps | [24 empty] | 4.4 | 0.000234378661069642-0.103126610870642i | 0.000459190846177257-0.202043972317993i | 0.00113482321099536-0.499322212837957i | 0.00158484618437568-0.697332321125297i | 0.0798616599646692i | 0.0798283981321138i | 0.0798919667170589i | 0.0798841625456676i | 0.005 | 0.01 | 0.0125 | 0.00523437866106964-0.0232649509059728i | -0.005 | 1.68742273076895-742.466001538334i | -0.005 | 0.0154591908461773-0.122215574185879i | -0.01 | 3.30597106436365-1454.62726832i | -0.01 | 0.0236348232109954-0.419430246120898i | -0.0125 | 8.17022536479456-3594.8991605096i | -0.0125 | 0.0140848461843757-0.617448158579629i | 11.4101917985329-5020.48439135447i | 0.00523437866106964-0.0232649509059728i | 1.68742273076895-742.466001538334i | -0.0460240688583389-0.204560612025642i | 0.0152290705018856-0.123238377246007i | 155.262932807231-1488.45339447322i | -0.00987642258024016-0.0799230847105157i | 0.023536058985193-0.420229476968003i | 128.665454434384-3597.19066269326i | -0.00166077402903501-0.0296526364937516i | 0.0140640865090128-0.617818816535801i | 118.021998734914-5026.21243779443i | 8135.54770623647+5.83172914092502i | 8563.72808937569+68.5420535595428i | 12128.623812079+455.966297444974i | 30856.328221189-4263.2010963464i | 434.104838362971+2440.64175518987i | 340.466316317421+2464.23759215882i | 93.63852204555-23.5958369689569i | -94.3886239457806+995.678689873085i | -35.7726618994906+681.082716106737i | -5.55005315951754+652.686731867316i | 340.466316317421+2464.23759215882i | -36.3990591272632+968.208610465278i | -5.47595946169786+684.173079490345i | -0.465862798615961+649.901415363027i | 93.63852204555-23.5958369689569i | 35.6489572270331+3.87424243885431i | 5.35225478924026+0.783879055232723i | 298.393499358182+4770.08989303701i | 0.0940472102235365-1.50342969240465i | 4.4 | 2.4405 | 3.4189 | 4779.4138 | 1.5064 |  | 0.0191834803010191+2.11018283311211i | 4.4 | 1.5064 | 2.1103 | 5.1502
Capacitor / Damping Resistor Data | [38 empty] | % RATED VOLTS: | 74.18% |  |  | 81.53% |  |  |  | 125% | [6 empty] | VCAP FUNDAMENTAL VOLTAGE: | 7.3495 | kV | [24 empty] | 4.6 | 0.000214441062007002-0.0986428885232211i | 0.000420129427605555-0.193259536698556i | 0.00103828861145228-0.477612761268046i | 0.00145003003833306-0.667013817633208i | 0.0834917354176082i | 0.0834569616835737i | 0.0835234197496526i | 0.0835152608431978i | 0.005 | 0.01 | 0.0125 | 0.005214441062007-0.0151511531056129i | -0.005 | 1.5438808327919-710.185183084274i | -0.005 | 0.0154201294276056-0.109802575014982i | -0.01 | 3.02474612138821-1391.38321583858i | -0.01 | 0.0235382886114523-0.394089341518393i | -0.0125 | 7.47521893020165-3438.60070789274i | -0.0125 | 0.0139500300383331-0.58349855679001i | 10.439575155069-4802.20457133175i | 0.005214441062007-0.0151511531056129i | 1.5438808327919-710.185183084274i | -0.101547906748935-0.295059022513036i | 0.0149123898938609-0.111277870127547i | 212.728069912315-1463.0454986155i | -0.0118304004989543-0.0882797311262271i | 0.0234199846064628-0.394972138829655i | 139.149140437847-3437.12954527469i | -0.0018699906006417-0.0315369202643706i | 0.0139266551558251-0.583892768293315i | 118.896430090028-4808.39897695151i | 8235.24383510525+7.20513988669442i | 8707.70764003126+96.602534048631i | 13261.879773842+916.973197659442i | 43016.8196734031-10326.3025638611i | 1010.93562100187+3535.33254787114i | 862.16092150406+3591.54892667873i | 148.774699497805-56.2163788076025i | -179.760775181627+1171.21627758141i | -47.7044977767559+720.211281066512i | -6.30770364123611+690.806410592884i | 862.16092150406+3591.54892667873i | -76.5277970219281+1106.79619213769i | -8.06857400022392+727.297520275588i | -0.601739137049013+687.768536996152i | 148.774699497805-56.2163788076025i | 45.5417213381074+8.20370663610811i | 5.90579756157513+1.11746742702421i | 777.162644402251+6117.56651711195i | 0.1471320834266-1.15817495043883i | 4.6 | 1.1003 | 2.0793 | 6166.7335 | 1.1675 |  | 0.0191834803010191+2.2061002346172i | 4.6 | 1.1675 | 2.2062 | 2.4275 | [60 empty] | Vs here is the voltage of the filter at the harmonic current injection point
HD- Heavy Duty Capacitors | [38 empty] | % CREST VOLTAGE: | 84.88% |  |  | 92.26% |  |  |  | 135% | [6 empty] | VCAP RMS VOLTAGE: | 7.3886 | kV | [24 empty] | 4.8 | 0.000196943342961809-0.0945328046216684i | 0.000385848182129258-0.185207127422044i | 0.000953567512605899-0.457712406050832i | 0.0013317121285989-0.639221821727472i | 0.087121810870548i | 0.0870855252350335i | 0.0871548727822461i | 0.0871463591407286i | 0.005 | 0.01 | 0.0125 | 0.00519694334296181-0.00741099375112039i | -0.005 | 1.41790499216409-680.594396238765i | -0.005 | 0.0153858481821293-0.0981216021870105i | -0.01 | 2.77793631117863-1333.40942936574i | -0.01 | 0.0234535675126059-0.370557533268586i | -0.0125 | 6.86526447736592-3295.32694913564i | -0.0125 | 0.0138317121285989-0.552075462586743i | 9.58773851844292-4602.1144888526i | 0.00519694334296181-0.00741099375112039i | 1.41790499216409-680.594396238765i | -0.317153474708258-0.452270164228784i | 0.013800080808588-0.100382953008154i | 311.040169166346-1548.62103087617i | -0.0134409657772148-0.0977707199481544i | 0.0233191578548338-0.371535240468068i | 162.455737862086-3285.73129014133i | -0.00210336850804764-0.0335121675188819i | 0.0138054200222483-0.552494364680729i | 120.035727448464-4608.81570588791i | 8342.05322954393+8.81489310659573i | 8853.54554189854+162.230040652289i | 15662.1861932359+1827.3639495804i | 65793.3011501634-35379.2259541227i | 3332.9578071061+5545.99858983503i | 3082.30223232146+5732.03153935354i | 250.655574784638-186.032949518515i | -341.706117616038+1566.63399957464i | -75.8318911634488+756.895985631022i | -7.15614697468942+730.296234583952i | 3082.30223232146+5732.03153935354i | -159.136949344774+1363.94971096684i | -14.1391385545089+771.629635375989i | -0.768185840454524+726.97956671291i | 250.655574784638-186.032949518515i | 68.0864065133736+16.6513390892811i | 6.39365390443263+1.91768934432116i | 2908.26365135192+8599.82480962464i | 0.254058319835595-0.751258243384521i | 4.8 | 0.50364 | 1.462 | 9078.2699 | 0.79305 |  | 0.0191834803010191+2.3020176361223i | 4.8 | 0.79305 | 2.3021 | 1.1594
[21 empty] | Individual Capacitor Rating (kvar) | [17 empty] | % 60HZ AMPS: | 90.71% |  |  | 96.81% |  |  |  | 135% | [6 empty] | VCAP, PEAK CAP VOLTAGE: | 11.9537 | kV |  |  | Vs=voltage across filter based on current injection | [21 empty] | 5 | 0.000181503046634789-0.0907515233173944i | 0.000355597805651831-0.177798902825915i | 0.000878808118655176-0.439404059327588i | 0.00122730631533999-0.613653157669998i | 0.0907518863234877i | 0.0907140887864928i | 0.0907863258148395i | 0.0907774574382591i | 0.005 | 0.01 | 0.0125 | 0.00518150304663479+3.63006093295759E-07i | -0.005 | 1.30674168543166-653.370842715828i | -0.005 | 0.0153555978056518-0.0870848140394222i | -0.01 | 2.56014697553957-1280.07348776978i | -0.01 | 0.0233788081186552-0.348617733512748i | -0.0125 | 6.32702989527878-3163.51494763939i | -0.0125 | 0.01372730631534-0.522875700231739i | 8.8360628252997-4418.03141264987i | 0.00518150304663479+3.63006093295759E-07i | 1.30674168543166-653.370842715828i | -0.964970961216874+0.0000676040013143855i | 0.0105307429995674-0.0870844760194156i | 3.77694427248297-1910.55746623732i | -0.0136858830375658-0.113176055406384i | 0.0232419492882795-0.349749494066812i | 222.608078368787-3189.23515400461i | -0.00236458397519793-0.0355827318417313i | 0.01369774901565-0.523320484379761i | 121.417527677962-4425.28667639224i | 8456.44867229794+10.6688279319229i | 9140.26233777656+331.3119103875i | 21715.7008335114-1533.02750369868i | 21198.2765274069-127577.590785591i | 11575.3198948679+1293.56076525963i | 11577.9070163984+1923.78358166909i | -2.58712153052251-630.22281640946i | 267.408699570528+2581.49943574068i | -147.285305181643+852.462267302044i | -8.0895499846224+771.281923860127i | 11577.9070163984+1923.78358166909i | 139.067193082657+1969.92001347207i | -30.0785910427765+829.810834630489i | -0.968489073506241+767.654909428349i | -2.58712153052251-630.22281640946i | 125.754384957348-18.6433941408618i | 8.54767081848274+4.00803853069471i | 11687.3537392722+5498.80439216248i | 0.504365108841495-0.237299660609385i | 5 | 0.25072 | 1.0786 | 12916.3109 | 0.5574 |  | 0.0191834803010191+2.3979350376274i | 5 | 0.5574 | 2.398 | 0.60124
|  |  | Branch Ratings | [7 empty] | Capacitor Voltage Rating (kV) |  |  |  |  | Number of Capacitor Per Phase | [9 empty] | kvar per Phase (kvar) |  |  |  | Damping Resistor Ratings (ohms) | [8 empty] | % 60HZ KVAR: | 58.44% |  |  | 69.88% |  |  |  | 135% | [6 empty] | ICAP RMS CURRENT: | 163.9141 | amps |  |  | Vs(mag) | Vthd(%) | IL1 | IL2 | IL3 | IL4 | IC1 | C1 VARS | IC2 | C2 VARS | IC3 | C3 VAR | IC4 | C4 VARS | IR12 | IR23 | IR34 | ITOTAL | VC1 | VC2 | VC3 | VC4 | 5.2 | 0.000167809820088476-0.0872611064460073i | 0.000328770259765176-0.170960535077891i | 0.000812507751346746-0.422504030700309i | 0.00113471402155064-0.590051291206334i | 0.0943819617764268i | 0.0943426523379526i | 0.0944177788474336i | 0.0944085557357894i | 0.005 | 0.01 | 0.0125 | 0.00516780982008848+0.00712085533041949i | -0.005 | 1.20815650866528-628.241384505945i | -0.005 | 0.0153287702597652-0.0766178827399384i | -0.01 | 2.36700050677279-1230.84026352184i | -0.01 | 0.0233125077513467-0.328086251852875i | -0.0125 | 5.84969656491501-3041.84221375581i | -0.0125 | 0.0136347140215506-0.495642735470545i | 8.16943924906995-4248.10840951638i | 0.00516780982008848+0.00712085533041949i | 1.20815650866528-628.241384505945i | -0.333782476435623+0.459927282402689i | 0.0136598578775871-0.074318246327925i | -286.175090690565-1441.09189278133i | -0.0239235586829079-0.130159255181869i | 0.0230732721645176-0.329387844404694i | 186.574817402241-3113.56659687611i | -0.00264532025212454-0.0377638823568049i | 0.013601647518399-0.496114784000005i | 123.056685078099-4255.93414907529i | 8578.8791681633+12.8393564054838i | 9468.12204426062+228.758442274545i | 18269.2482286122-5934.60188276049i | -54339.9486391841-52433.7176543103i | 4585.75115110609-5361.20653425422i | 4948.79713544507-5128.71095539647i | -363.045984338981-232.495578857749i | 1010.94332837193+1894.43130971511i | -98.494589904463+958.291645099218i | -9.14101405754768+813.855751763757i | 4948.79713544507-5128.71095539647i | 559.886082189432+1723.56933410772i | -21.5988640121614+893.95905327551i | -1.21214509481878+809.919592098148i | -363.045984338981-232.495578857749i | 88.0112618435158-61.6336032503504i | 11.1155359512165+2.69898857336326i | 5489.05887551601-1694.62782767614i | 1.19748375241443+0.369697125874018i | 5.2 | 0.40281 | 0.80157 | 5744.6959 | 1.2533 |  | 0.0191834803010191+2.49385243913249i | 5.2 | 1.2533 | 2.4939 | 1.0046 | [59 empty] | I Injection | Vs (complex)
|  |  | Effective kvar |  |  |  | Tuning Point | [46 empty] | QCAPACITOR (1-phase): | 1051.8364 | kvar |  | Harm# | V rms |  | amps rms | amps rms | amps rms | amps rms | amps rms | kvars | amps rms | kvars | amps rms | kvars | amps rms | kvars | amps rms | amps rms | amps rms | amps rms | RMS | RMS | RMS | RMS | 5.4 | 0.000155609696680544-0.0840292362074943i | 0.000304867977170048-0.164628707671826i | 0.000753436745662437-0.406855842657716i | 0.00105221794898273-0.568197692450676i | 0.0980120372293667i | 0.0979712158894129i | 0.0980492318800269i | 0.0980396540333199i | 0.005 | 0.01 | 0.0125 | 0.00515560969668054+0.0139828010218724i | -0.005 | 1.12032101432984-604.973347738118i | -0.005 | 0.01530486797717-0.0666574917824131i | -0.01 | 2.19491464031971-1185.25390577264i | -0.01 | 0.0232534367456624-0.308806610777689i | -0.0125 | 5.42441144183178-2929.18217858916i | -0.0125 | 0.0135522179489827-0.470158038417356i | 7.57550400165895-4090.77216089585i | 0.00515560969668054+0.0139828010218724i | 1.12032101432984-604.973347738118i | -0.116065557848939+0.314787522014954i | 0.0147245401879253-0.0650835541723383i | -188.113115695755-1255.82313793757i | -0.0330689304547108-0.146167112806374i | 0.0229227474411153-0.310268281905753i | 182.763754169045-2998.20685760329i | -0.00296031448984978-0.040069005385408i | 0.0135152140178596-0.470658900984674i | 124.960978454179-4099.22611057126i | 8709.98956117748+15.3903504775707i | 9679.26402535297+224.848310585338i | 18021.1517532509-5480.24233159137i | -37695.0829394966-20422.7475206102i | 1723.09391685227-3769.2843983751i | 2001.675090316-3694.57187243001i | -278.581173463738-74.712525945094i | 898.906055337353+1783.21576851695i | -93.3491506191992+1008.71353377294i | -10.334064977427+858.207615031663i | 2001.675090316-3694.57187243001i | 536.906004594638+1765.55414899362i | -22.0462041424141+949.044402849836i | -1.50886463627257+853.924363211668i | -278.581173463738-74.712525945094i | 83.4188772789793-57.0509064217671i | 12.1159308021936+2.61822450134709i | 2518.316756593-119.147481053547i | 2.85249181690221+0.13495808810388i | 5.4 | 0.72138 | 0.65423 | 2521.1338 | 2.8557 |  | 0.0191834803010191+2.58976984063759i | 5.4 | 2.8557 | 2.5898 | 1.8683
[58 empty] | 1 |  |  | 136.0974 | 133.3605 | 131.8235 | 131.9105 | 136.1182 | 1020.8139 | 133.3419 | 980.0057 | 131.8137 | 956.9093 | 131.492 | 952.3377 | 0.74985 | 0.90013 | 0.30821 | 533.1873 | 7499.5394 | 7349.5486 | 7259.5542 | 7259.5542 | 5.6 | 0.000144693234912336-0.0810282115509085i | 0.000283480623501721-0.158749149160964i | 0.000700581020060245-0.392325371233737i | 0.000978401874169136-0.547905049534716i | 0.101642112682306i | 0.101599779440872i | 0.101680684912621i | 0.10167075233085i | 0.005 | 0.01 | 0.0125 | 0.00514469323491234+0.0206139011313975i | -0.005 | 1.04172731623814-583.367297093361i | -0.005 | 0.0152834806235017-0.057149369720092i | -0.01 | 2.04093515018086-1142.92368410128i | -0.01 | 0.0232005810200602-0.290644686321116i | -0.0125 | 5.04387358729594-2824.56920888572i | -0.0125 | 0.0134784018741691-0.446234297203866i | 7.044060900277-3944.67410415512i | 0.00514469323491234+0.0206139011313975i | 1.04172731623814-583.367297093361i | -0.0569858689643948+0.228332577877955i | 0.0149985512786797-0.0560077068307022i | -131.101459908501-1176.40523673512i | -0.044614382470194-0.166599373992566i | 0.0227544371953583-0.292310680061042i | 195.183238914185-2898.89522320763i | -0.00330874304804786-0.0425051572235507i | 0.0134370425860685-0.44676561166916i | 127.119508094432-3953.80548724891i | 8850.39470457379+18.3460349934643i | 9937.60855460086+272.615707975484i | 19411.8791952938-5764.8394865481i | -26838.5768685768-11457.1893324657i | 933.280648833639-2756.3914035382i | 1164.53292915299-2727.92965430861i | -231.252280319353-28.461749229588i | 911.701407071598+1940.32984205907i | -108.872285186476+1074.01576708284i | -11.6670670776743+904.483895061154i | 1164.53292915299-2727.92965430861i | 585.706420345317+1972.2426447747i | -27.7197519048863+1010.46284422534i | -1.86525518007362+899.826288038988i | -231.252280319353-28.461749229588i | 94.7427064069294-60.3745519452358i | 13.5901731253384+3.17837091227525i | 1724.44270364109+1162.43810066486i | 2.87059550411-1.93505390380846i | 5.6 | 1.1595 | 0.89955 | 2079.655 | 3.4619 |  | 0.0191834803010191+2.68568724214268i | 5.6 | 3.4619 | 2.6858 | 3.1141 | [58 empty] | 1
|  | Branch 1: | 2940 |  |  |  | 5 |  |  |  | 9.96 |  |  |  |  | 3 |  |  |  |  | 600.1822 |  |  |  |  | 1800.5465 |  |  |  |  | R12: | 200 |  |  |  | Branch 3 | [21 empty] | 2 | 31.7255 | 0.4407% | 1.3705 | 1.2538 | 1.1919 | 1.184 | 1.3709 | 0.051773 | 1.2535 | 0.043305 | 1.1915 | 0.039094 | 1.18 | 0.038347 | 0.016104 | 0.017358 | 0.0039175 | 5 | 37.7654 | 34.5462 | 32.8105 | 32.4973 | 5.8 | 0.000134886469308188-0.078234152198749i | 0.000264267368440531-0.153275073695508i | 0.000653098262109541-0.378796992023535i | 0.000912089459131553-0.529011886296302i | 0.105272188135245i | 0.105228342992332i | 0.105312137945214i | 0.10530185062838i | 0.005 | 0.01 | 0.0125 | 0.00513488646930819+0.027038035936496i | -0.005 | 0.971122939883053-563.251305132171i | -0.005 | 0.0152642673684405-0.048046730703176i | -0.01 | 1.90260820875047-1103.51276107527i | -0.01 | 0.0231530982621095-0.273484854078321i | -0.0125 | 4.70201872422967-2727.17086005322i | -0.0125 | 0.0134120894591316-0.423710035667922i | 6.56664083159014-3808.65168232229i | 0.00513488646930819+0.027038035936496i | 0.971122939883053-563.251305132171i | -0.0338971104831449+0.178487157771596i | 0.0150947818160248-0.047154294914318i | -98.5975980938465-1122.7786857685i | -0.0615766711794911-0.192358163770026i | 0.0225373315503146-0.275408435716021i | 214.606353161869-2815.2738869156i | -0.00368943151775716-0.0450852205248186i | 0.0133659715651596-0.424273600924482i | 129.539088242027-3818.50140089659i | 9000.7776184289+21.7664981032492i | 10249.7479630723+348.987513731837i | 21554.4482064385-6817.19049957656i | -20586.1887045196-7931.46019589655i | 624.258985374838-2172.72447877144i | 834.962169929629-2167.15313028984i | -210.703184554791-5.57134848159995i | 1041.11184712196+2202.04843722609i | -134.187494312906+1155.17491421921i | -13.1576097778308+952.846810742838i | 834.962169929629-2167.15313028984i | 717.361660133509+2268.13886887757i | -36.7526211872845+1079.42287139075i | -2.29205253197126+947.798540315066i | -210.703184554791-5.57134848159995i | 113.047002433662-71.661780133084i | 15.6121293080425+4.09026269535735i | 1518.02572840606+2137.3456834167i | 1.59023319314359-2.2390121507099i | 5.8 | 1.617 | 1.6378 | 2621.5737 | 2.7463 |  | 0.0191834803010191+2.78160464364778i | 5.8 | 2.7463 | 2.7817 | 4.4978 | [58 empty] | 2 | 5 | 0.0319878121958806-31.725485475083i
|  | Branch 2: | 2880 |  |  |  | 7 |  |  |  | 9.96 |  |  |  |  | 3 |  |  |  |  | 599.9322 |  |  |  |  | 1799.7966 |  |  |  |  | R23: | 100 | [7 empty] | At Nominal Voltage |  |  | At Nominal 110% Voltage | [7 empty] | ICAPACITOR UNIT CURRENT: |  |  |  | 43.9379 | amps |  | 3 | 11.1801 | 0.1553% | 0.94988 | 0.74664 | 0.65845 | 0.64566 | 0.95059 | 0.016595 | 0.74566 | 0.010215 | 0.65797 | 0.0079477 | 0.64333 | 0.0075986 | 0.018816 | 0.016207 | 0.0033509 | 3 | 17.4577 | 13.6998 | 12.0791 | 11.8114 | 6 | 0.000126043936438354-0.0756263618630122i | 0.000246943222409835-0.148165933445901i | 0.000610284161632642-0.366170496979585i | 0.000852297094011725-0.511378256407035i | 0.108902263588185i | 0.108856906543792i | 0.108943590977808i | 0.108932948925911i | 0.005 | 0.01 | 0.0125 | 0.00512604393643835+0.0332759017251728i | -0.005 | 0.907460612886075-544.476367731644i | -0.005 | 0.0152469432224098-0.039309026902109i | -0.01 | 1.77788201708291-1066.72921024975i | -0.01 | 0.0231102841616326-0.257226906001777i | -0.0125 | 4.39377613075961-2636.26567845577i | -0.0125 | 0.0133522970940117-0.402445307481124i | 6.13616223951535-3681.69734370921i | 0.00512604393643835+0.0332759017251728i | 0.907460612886075-544.476367731644i | -0.0226103385081633+0.146775839516759i | 0.015133891529869-0.0385751477045252i | -78.1175759621246-1079.17319852714i | -0.0881375397455479-0.224655939107778i | 0.0222289087641771-0.259473465392855i | 239.951353549632-2748.93092652188i | -0.00409700510890502-0.0478234952789492i | 0.0133010845301504-0.403043101172111i | 132.229602790455-3692.28801193023i | 9161.87405439915+25.7211735125898i | 10632.0315370326+455.292490259864i | 24390.5546820902-8837.8474170793i | -16724.7953722404-6268.56851700535i | 477.084550687862-1808.52167958581i | 682.661300959515-1821.36807408618i | -205.576750271653+12.8463945003697i | 1305.22271205152+2549.30253800578i | -168.809461751797+1256.59273556637i | -14.8257252563615+1003.46391356884i | 682.661300959515-1821.36807408618i | 962.060730329295+2655.08033157954i | -49.6011988341383+1158.29169503363i | -2.80188328056144+998.029958433492i | -205.576750271653+12.8463945003697i | 137.585231450576-92.9313990733916i | 18.3769685329181+5.36964145934093i | 1598.67207573122+3000.83750755518i | 0.995584549021647-1.8687931702817i | 6 | 1.4799 | 2.0111 | 3400.1144 | 2.1174 |  | 0.0191834803010191+2.87752204515288i | 6 | 2.1174 | 2.8776 | 4.2584 | [58 empty] | 3 | 3 | 0.043212333544701-11.1800646351592i
|  | Branch 3: | 2847 |  |  |  | 11 |  |  |  | 9.96 |  |  |  |  | 3 |  |  |  |  | 600.4099 |  |  |  |  | 1801.2298 |  |  |  |  | R34: | 80 |  |  |  | Design Parameter | [10 empty] | Rated Duty |  |  | I MINIMUM CAPACITOR FUSE RATING: |  |  |  |  | 79.0882 | amps |  | 4 | 6.3471 | 0.08816% | 1.2686 | 0.69432 | 0.53118 | 0.51143 | 1.2714 | 0.022265 | 0.68723 | 0.006508 | 0.53118 | 0.0038849 | 0.50936 | 0.0035725 | 0.040481 | 0.02157 | 0.0037672 | 3 | 17.5123 | 9.4698 | 7.3136 | 7.0138 | 6.2 | 0.000118043249527821-0.0731868147072489i | 0.000231268407238179-0.143386412487671i | 0.000571546141846435-0.354358607944791i | 0.000798197211092878-0.494882270877586i | 0.112532339041124i | 0.112485470095251i | 0.112575044010401i | 0.112564047223441i | 0.005 | 0.01 | 0.0125 | 0.00511804324952782+0.0393455243338751i | -0.005 | 0.849859204579593-526.912706839347i | -0.005 | 0.0152312684072382-0.03090094239242i | -0.01 | 1.66503027836001-1032.31877258321i | -0.01 | 0.0230715461418464-0.24178356393439i | -0.0125 | 4.11487951605116-2551.22529995173i | -0.0125 | 0.0132981972110929-0.382318223654145i | 5.7466670023953-3562.93354148509i | 0.00511804324952782+0.0393455243338751i | 0.849859204579593-526.912706839347i | -0.0162553457693349+0.124964770976081i | 0.0151499916783915-0.0302761185375396i | -64.1666807009802-1040.990123284i | -0.132179779761706-0.264151345115207i | 0.0217497483442293-0.244425077385542i | 270.612283110069-2705.77286020026i | -0.00451489353806683-0.0507386653382712i | 0.0132417610418671-0.382952456970873i | 135.211011942113-3574.24326861132i | 9334.43444381995+30.3083616903348i | 11121.3333146042+594.891957765559i | 27962.6142367406-12438.4081823665i | -14266.1630626517-5430.80244996969i | 399.997016068394-1570.36666992029i | 611.140902565356-1605.40469858228i | -211.143886496961+35.0380286619841i | 1778.69688734844+2980.01677744862i | -213.046561663454+1389.37488369817i | -16.7031233976832+1056.48838138071i | 611.140902565356-1605.40469858228i | 1399.14019163011+3145.38780751192i | -66.9699883268914+1251.98458734591i | -3.41163185657598+1050.72171953826i | -211.143886496961+35.0380286619841i | 168.412809221364-130.333001401321i | 22.3362358848031+7.0572949509403i | 1948.9442183557+3855.51337260721i | 0.751822364655783-1.48729817583035i | 6.2 | 0.99539 | 1.776 | 4320.1119 | 1.6665 |  | 0.0191834803010191+2.97343944665797i | 6.2 | 1.6665 | 2.9735 | 2.9598 | [58 empty] | 4 | 3 | 0.139992407290096-6.34551653250309i
|  | Branch 4: | 2840 |  |  |  | 13 |  |  |  | 9.96 |  |  |  |  | 3 |  |  |  |  | 600.3513 |  |  |  |  | 1801.0538 | [12 empty] | % RATED VOLTS: | 73.03% |  |  | 80.3% |  |  |  | 125% | [6 empty] | VCAP FUNDAMENTAL VOLTAGE: | 7.2596 | kV |  | 5 | 66.8881 | 0.9291% | 108.2108 | 24.112 | 8.0372 | 7.166 | 109.0402 | 131.0141 | 18.3472 | 3.7108 | 7.7145 | 0.65553 | 7.132 | 0.56033 | 5.8552 | 1.1811 | 0.08771 | 120 | 1201.5203 | 202.2535 | 84.9741 | 78.5654 | 6.4 | 0.000110780840773689-0.0708997380951611i | 0.000217040014577023-0.138905609329295i | 0.00053638274435832-0.343284956389325i | 0.000749089494755421-0.479417276643469i | 0.116162414494064i | 0.116114033646711i | 0.116206497042995i | 0.116195145520971i | 0.005 | 0.01 | 0.0125 | 0.00511078084077369+0.0452626763989029i | -0.005 | 0.797573072574528-510.446766447699i | -0.005 | 0.015217040014577-0.022791575682584i | -0.01 | 1.56259214218683-1000.05897099957i | -0.01 | 0.0230363827443583-0.22707845934633i | -0.0125 | 3.86171860139401-2471.49990489217i | -0.0125 | 0.0132490894947554-0.363222131122498i | 5.39311315740871-3451.59242074157i | 0.00511078084077369+0.0452626763989029i | 0.797573072574528-510.446766447699i | -0.0123161438531236+0.109075628768672i | 0.0151554592953114-0.0222461975387406i | -54.1048868363362-1006.43270258888i | -0.209161626337319-0.307021434742249i | 0.0209447664809851-0.230148673693752i | 301.541464798266-2698.61836574778i | -0.0049021497950169-0.05386659596303i | 0.0131878126223177-0.363895463572036i | 138.543330679953-3463.5000658581i | 9519.13883095233+35.7429887249763i | 11792.2258190166+754.057285360477i | 32002.9440005004-18933.6601476447i | -12804.5438191676-4998.67723921005i | 356.620978284821-1417.73181198738i | 580.658417383161-1487.40672652955i | -224.03743909834+69.674914542173i | 2624.60827235219+3449.43882759569i | -261.319950165527+1576.18935780589i | -18.8733800536024+1112.02041888732i | 580.658417383161-1487.40672652955i | 2198.46365143901+3715.99091646791i | -87.6263557014911+1370.33325476788i | -4.15316177625305+1106.07772169683i | -224.03743909834+69.674914542173i | 202.107181814838-196.877174330052i | 28.4135873508034+8.97892870794376i | 2701.03592041788+4719.91679230152i | 0.657563540289327-1.14905735697756i | 6.4 | 0.65023 | 1.5075 | 5438.1256 | 1.3239 |  | 0.0191834803010191+3.06935684816307i | 6.4 | 1.3239 | 3.0694 | 1.9958 | [58 empty] | 5 | 120 | 60.5238130609794-28.4759592731262i
|  | Total: | 11507 |  |  | kvar | [32 empty] | % CREST VOLTAGE: | 82.38% |  |  | 89.67% |  |  |  | 135% | [6 empty] | VCAP RMS VOLTAGE: | 7.2733 | kV |  | 7 | 84.9798 | 1.18% | 14.9645 | 91.8848 | 30.0693 | 15.3048 | 18.5843 | 2.7184 | 92.3228 | 67.1144 | 22.9461 | 4.1426 | 15.2365 | 1.8267 | 3.6912 | 7.215 | 0.76681 | 100 | 146.2722 | 726.953 | 180.5346 | 119.8892 | 6.6 | 0.000104168592729914-0.0687512712017438i | 0.000204085406164731-0.134696368068723i | 0.00050436731888107-0.332882430461506i | 0.000704378103221328-0.464889548126077i | 0.119792489947003i | 0.119742597198171i | 0.119837950075589i | 0.119826243818502i | 0.005 | 0.01 | 0.0125 | 0.00510416859272991+0.0510412187452592i | -0.005 | 0.749967810219893-494.978754745133i | -0.005 | 0.0152040854061647-0.014953770870552i | -0.01 | 1.46932468941041-969.754295010877i | -0.01 | 0.0230043673188811-0.213044480385917i | -0.0125 | 3.63122169336065-2396.60631761803i | -0.0125 | 0.0132043781032213-0.345063304307575i | 5.07121090720121-3346.99919875281i | 0.00510416859272991+0.0510412187452592i | 0.749967810219893-494.978754745133i | -0.00969910120873944+0.096990124333433i | 0.015155589900121-0.0144688202488848i | -46.5314522620333-974.627883520485i | -0.345199435074919-0.329556857174903i | 0.0195523729681319-0.216340048957666i | 308.76389286733-2748.38207158483i | -0.00517967671232769-0.0573112795749271i | 0.0131396321443172-0.345779695302262i | 142.442594161687-3359.20473472313i | 9716.49317630622+42.7192466560035i | 12776.8872330471+833.879782721873i | 34649.0305718052-30679.0097657624i | -12239.651907596-4632.89030581598i | 320.542052988022-1335.98778079578i | 554.985465385029-1466.21837809551i | -234.443412397006+130.230597299732i | 4126.74915460503+3703.60541828221i | -280.396951449187+1856.174376541i | -21.6326054004842+1170.06683284838i | 554.985465385029-1466.21837809551i | 3673.58430882044+4148.96491106678i | -99.9304437708668+1531.15597435533i | -5.118886865545+1164.29088040488i | -234.443412397006+130.230597299732i | 218.721433387581-315.128895484843i | 38.254925709261+9.88950670082336i | 4145.26165074338+5393.85884687581i | 0.644901588164517-0.839152852042918i | 6.6 | 0.4375 | 1.3085 | 6802.7132 | 1.0583 |  | 0.0191834803010191+3.16527424966816i | 6.6 | 1.0583 | 3.1653 | 1.3848 | [58 empty] | 7 | 100 | 81.3891889611691-24.4411875615204i
Branch Details | [38 empty] | % 60HZ AMPS: | 87.44% |  |  | 93.61% |  |  |  | 135% | [6 empty] | VCAP, PEAK CAP VOLTAGE: | 11.6017 | kV |  | 11 | 40.1755 | 0.558% | 2.1095 | 7.9001 | 74.2012 | 43.9486 | 2.2035 | 0.024319 | 11.6262 | 0.6773 | 75.5662 | 28.5899 | 39.4547 | 7.7947 | 0.24064 | 3.8189 | 4.627 | 90 | 11.0366 | 58.2561 | 378.3421 | 197.5596 | 6.8 | 0.0000981311527478174-0.0667291838685161i | 0.000192256952322255-0.130734727579134i | 0.00047513502019224-0.323091813730724i | 0.000663553509056674-0.451216386158538i | 0.123422565399943i | 0.123371160749631i | 0.123469403108182i | 0.123457342116032i | 0.005 | 0.01 | 0.0125 | 0.00509813115274782+0.0566933815314269i | -0.005 | 0.706500911761863-480.420619998069i | -0.005 | 0.0151922569523223-0.00736356682950301i | -0.01 | 1.38416505161508-941.23223509826i | -0.01 | 0.0229751350201922-0.199622410622542i | -0.0125 | 3.42076206766332-2326.11820601106i | -0.0125 | 0.0131635535090567-0.327759044042506i | 4.77729187953263-3248.55847808218i | 0.00509813115274782+0.0566933815314269i | 0.706500911761863-480.420619998069i | -0.00786716959438658+0.0874862638923291i | 0.0151529211043504-0.00692613551004136i | -40.6404819263609-945.073594717632i | -0.545889173163448-0.249516404180906i | 0.0175162432885577-0.202117574664351i | 217.046928032184-2852.16411612452i | -0.00531977430538101-0.0613841599852475i | 0.0130970563302394-0.328526346042322i | 147.582301664065-3260.72292133976i | 9927.43229000353+53.4573922573284i | 14148.1173884302+461.701391189661i | 28970.7186285067-48822.3658439706i | -12448.2982209469-3686.90569105199i | 247.952274530019-1310.72360052822i | 455.047358777286-1536.40090129281i | -207.095084247268+225.677300764593i | 6378.59304136183+2855.63321183363i | -152.473443854837+2244.80333139222i | -25.9309420002329+1230.82617180657i | 455.047358777286-1536.40090129281i | 6023.27194471379+3574.15118494983i | -57.0059951844047+1746.85960905397i | -6.59970756454391+1225.61440456071i | -207.095084247268+225.677300764593i | 148.226012400765-492.840672351603i | 52.7585637303334+5.10304998665416i | 6448.14093003678+5020.5391145042i | 0.695129540096311-0.5412296479818i | 6.8 | 0.31327 | 1.1597 | 8172.1683 | 0.88099 |  | 0.0191834803010191+3.26119165117326i | 6.8 | 0.88099 | 3.2612 | 1.0217 | [58 empty] | 11 | 90 | 35.3953591720043-19.006304881521i
[18 empty] | Tuning Reactor | [13 empty] | Resistor Loading (KW/Phase) | [6 empty] | % 60HZ KVAR: | 55.23% |  |  | 66.39% |  |  |  | 135% | [6 empty] | ICAP RMS CURRENT: | 158.1392 | amps |  | 13 | 14.4749 | 0.2011% | 0.58919 | 1.5019 | 16.8233 | 70.3963 | 0.568 | 0.0013673 | 1.9647 | 0.016367 | 20.1096 | 1.7132 | 69.3595 | 20.3826 | 0.031772 | 0.79055 | 3.3747 | 80 | 2.4073 | 8.3302 | 85.1941 | 293.8696 | 7 | 0.0000926037766489122-0.0648226436542387i | 0.000181427807312155-0.126999465118508i | 0.000448372367550092-0.313860657285064i | 0.000626177918292644-0.438324542804851i | 0.127052640852882i | 0.12699972430109i | 0.127100856140776i | 0.127088440413562i | 0.005 | 0.01 | 0.0125 | 0.00509260377664891+0.0622299971986433i | -0.005 | 0.666706247741531-466.694373419073i | -0.005 | 0.0151814278073122+2.59182582007522E-07i | -0.01 | 1.30619999557525-914.33999690267i | -0.01 | 0.0229483723675501-0.186759801144288i | -0.0125 | 3.22808280156488-2259.65796109541i | -0.0125 | 0.0131261779182926-0.311236102391289i | 4.50820415139511-3155.74290597658i | 0.00509260377664891+0.0622299971986433i | 0.666706247741531-466.694373419073i | -0.00653147930948051+0.079812598222481i | 0.0151487704107648+0.000399322173694413i | -35.9375359447512-917.441413104391i | -0.659661215893287+0.017388695154111i | 0.0163517602086172-0.186585914192747i | -36.4316249101875-2864.23357231757i | -0.00582631682924807-0.0664826684156574i | 0.013053348957927-0.312067135746485i | 154.755102944855-3168.69377762514i | 10156.8570589603+71.055554713955i | 15271.2233974559-853.131360152775i | 6093.02818222043-61285.8854408602i | -12300.3364519614-1506.8711433302i | 99.4851350141943-1263.89515811301i | 191.451958185104-1562.79022960066i | -91.966823170909+298.89507148765i | 7783.47542555598-129.409712993961i | 264.145257659512+2533.76077250493i | -32.99718899192+1296.21232730708i | 191.451958185104-1562.79022960066i | 7783.29055453743+773.812899300766i | 108.433726275962+1940.98556813369i | -9.03033963131706+1290.81912312674i | -91.966823170909+298.89507148765i | -91.7819521523547-604.327540807074i | 63.929579231195-11.5523364358341i | 8114.10862923777+2436.66822870504i | 0.813891889611691-0.244411875615204i | 7 | 0.26373 | 1.0419 | 8472.0783 | 0.8498 |  | 0.0191834803010191+3.35710905267836i | 7 | 0.8498 | 3.3572 | 0.88538 | [58 empty] | 13 | 80 | 12.361676591429+7.53072857583742i
|  |  |  | X Effective (Ohms) |  |  |  | XC Effective (Ohms) |  |  |  | Capacitance Per Phase (µF) | [5 empty] | XL Effective (Ohms) |  |  |  |  | L (mH) |  |  |  |  | Rated Current (amps) | [25 empty] | QCAPACITOR (1-phase): | 994.8291 | kvar |  | 17 | 93.4963 | 1.299% | 2.7312 | 5.8899 | 20.8582 | 40.5335 | 2.7242 | 0.024051 | 5.9206 | 0.11365 | 20.962 | 1.4235 | 40.4775 | 5.3085 | 0.052026 | 0.48769 | 0.79503 | 70 | 8.8288 | 19.1962 | 67.9099 | 131.1466 | 7.2 | 0.0000875305857082523-0.0630220217099418i | 0.000171488494448821-0.123471716003151i | 0.000423808805291486-0.305142339809871i | 0.000591873484312945-0.42614890870532i | 0.130682716305822i | 0.13062828785255i | 0.130732309173369i | 0.130719538711093i | 0.005 | 0.01 | 0.0125 | 0.00508753058570825+0.0676606945958802i | -0.005 | 0.630181516045684-453.730691552893i | -0.005 | 0.0151714884944488+0.00715657184939901i | -0.01 | 1.23464133755889-888.941763042402i | -0.01 | 0.0229238088052915-0.174410030636502i | -0.0125 | 3.05123601391507-2196.88993001885i | -0.0125 | 0.0130918734843129-0.295429369994227i | 4.26122739421368-3068.08372383385i | 0.00508753058570825+0.0676606945958802i | 0.630181516045684-453.730691552893i | -0.00552529704055258+0.0734826905340963i | 0.015143862009246+0.00752398530206949i | -32.1032287155782-891.495067322971i | -0.529603972153994+0.263125251667733i | 0.0176277690837516-0.171778778119825i | -248.525625382723-2660.58208869365i | -0.00738956462492225-0.0720097010617566i | 0.0129995039265014-0.296329491257499i | 162.481161826165-3084.09806535233i | 10411.6819354551+91.5685492847351i | 15250.4419476458-2254.1251865099i | -17674.1087640776-51575.7858955069i | -10555.1562254883+503.108671490261i | -30.1528450944144-1118.98201374413i | -65.7476077873608-1379.37648657912i | 35.5947626929465+260.394472834986i | 6372.41633636958-3062.34964709615i | 684.416998067909+2457.62092712266i | -40.9230084199014+1368.78897375092i | -65.7476077873608-1379.37648657912i | 6737.25660617976-2308.73856717121i | 294.68699079829+1993.72549173015i | -11.9697985229446+1361.01025980931i | 35.5947626929465+260.394472834986i | -329.245507117234-493.21660708997i | 60.4845001523838-29.3211716974329i | 6985.75748092317-354.9217599667i | 1.02795173118411+0.0522266108706178i | 7.2 | 0.28135 | 0.9439 | 6994.7678 | 1.0293 |  | 0.0191834803010191+3.45302645418345i | 7.2 | 1.0293 | 3.4531 | 0.97153 | [58 empty] | 17 | 70 | 1.18569523265082+93.4887747816155i
[58 empty] | 19 | 107.6659 | 1.495% | 2.7622 | 5.8307 | 18.7447 | 32.6649 | 2.7578 | 0.022054 | 5.8534 | 0.099395 | 18.7814 | 1.0225 | 32.6433 | 3.0891 | 0.045004 | 0.37498 | 0.50361 | 60 | 7.997 | 16.9806 | 54.4408 | 94.6309 | 7.4 | 0.0000828631488286979-0.0613187301332365i | 0.000162344128317449-0.120134654954912i | 0.000401209837951195-0.296895280083884i | 0.000560312720651193-0.414631413281883i | 0.134312791758762i | 0.13425685140401i | 0.134363762205963i | 0.134350637008623i | 0.005 | 0.01 | 0.0125 | 0.0050828631488287+0.0729940616255255i | -0.005 | 0.596578034188395-441.467745299413i | -0.005 | 0.0151623441283174+0.014122196449098i | -0.01 | 1.16880594453237-864.916398953949i | -0.01 | 0.0229012098379512-0.162531517877921i | -0.0125 | 2.88853344104483-2137.51474637317i | -0.0125 | 0.0130603127206512-0.28028077627326i | 4.03400385022627-2985.16284916744i | 0.0050828631488287+0.0729940616255255i | 0.596578034188395-441.467745299413i | -0.00474681829000893+0.0681681832936873i | 0.0151386100368674+0.0144630373655664i | -28.9224163877647-867.052633762569i | -0.345348911753743+0.329937438291108i | 0.0194477207204138-0.15923214349501i | -293.172916430938-2427.40784190412i | -0.0094468450940247-0.0773479532749514i | 0.0129422271569759-0.281247625689197i | 169.393682105184-3005.13219771299i | 10690.0834204309+110.366066468583i | 14891.2885093678-2820.71498828325i | -25394.1141832607-34876.6339883009i | -8516.26249050444+1138.27062439178i | -68.4950468752669-963.768467386617i | -152.884305339049-1143.84299045008i | 84.3892584637815+180.074523063463i | 4195.18378144929-3909.96752750213i | 834.370968474482+2284.77022502886i | -47.7170239932944+1447.21970803608i | -152.884305339049-1143.84299045008i | 4682.42706683936-3409.33381443849i | 379.001877936486+2000.84954821308i | -14.8277513341902+1436.21951721021i | 84.3892584637815+180.074523063463i | -402.854026926285-320.559190000176i | 52.5150636117113-36.6385131843979i | 4913.34267905521-1141.74606182381i | 1.39023626303136+0.323058431297107i | 7.4 | 0.34638 | 0.86129 | 5044.2562 | 1.4273 |  | 0.0191834803010191+3.54894385568855i | 7.4 | 1.4273 | 3.549 | 1.2293 | [58 empty] | 19 | 60 | 0.674655642240972+107.663737790648i
[36 empty] | Branch 4 | [21 empty] | 23 | 78.2921 | 1.087% | 1.6211 | 3.3356 | 9.6982 | 15.3453 | 1.6198 | 0.0062851 | 3.3432 | 0.026784 | 9.7033 | 0.22546 | 15.3421 | 0.56368 | 0.020675 | 0.15234 | 0.16896 | 30 | 3.8802 | 8.0117 | 23.235 | 36.7408 | 7.6 | 0.0000785593223726134-0.0597050850031862i | 0.000153912141791242-0.116973227761344i | 0.000380371412916378-0.289082273816447i | 0.000531210656043385-0.403720098592972i | 0.137942867211701i | 0.13788541495547i | 0.137995215238557i | 0.137981735306153i | 0.005 | 0.01 | 0.0125 | 0.00507855932237261+0.0782377822085148i | -0.005 | 0.565592386612211-429.850213825281i | -0.005 | 0.0151539121417912+0.020912187194126i | -0.01 | 1.10809936968923-842.155520963812i | -0.01 | 0.0228803714129164-0.15108705857789i | -0.0125 | 2.73850599436219-2081.26455571526i | -0.0125 | 0.0130312106560434-0.265738363286819i | 3.82448185233018-2906.60620777094i | 0.00507855932237261+0.0782377822085148i | 0.565592386612211-429.850213825281i | -0.00413096385973597+0.0636395934857913i | 0.0151332573224925+0.021230385161555i | -26.2450570562237-843.967210731787i | -0.222631476578315+0.312328793208207i | 0.0206540566471333-0.147963770645808i | -266.699730246103-2260.96113502611i | -0.0115670806882649-0.0828655069190749i | 0.0128866221474401-0.266774182123307i | 176.32120081418-2930.4534351331i | 10991.0517534194+130.011343634722i | 14858.0211889028-2947.95133108906i | -24556.6905094047-23266.5525161982i | -7052.74803013832+1104.32656019491i | -64.8142596549886-851.021889616993i | -152.333972051321-972.876284998956i | 87.519712396332+121.854395381966i | 2726.45141889982-3711.04986805537i | 849.287413373045+2215.04731039873i | -54.5022744306253+1530.63322634886i | -152.333972051321-972.876284998956i | 3208.11824827922-3386.00946082232i | 406.803178446426+2050.33583198168i | -17.9391908042035+1516.56439377654i | 87.519712396332+121.854395381966i | -394.147116983075-203.186011851091i | 48.3371179435425-38.4745334340473i | 3456.42229818725-816.391220924773i | 1.97288688952171+0.465986907134531i | 7.6 | 0.44377 | 0.79791 | 3551.5278 | 2.0272 |  | 0.0191834803010191+3.64486125719364i | 7.6 | 2.0272 | 3.6449 | 1.6175 | [58 empty] | 23 | 30 | 0.202610871618037+78.2918385281187i
|  |  | Branch 1: | 52.8915 |  |  |  | 55.0953 |  |  |  | 48.15 | [5 empty] | 2.2038 |  |  |  |  | 5.8458 |  |  |  |  | 136.1195 |  |  |  | R12: 9.7 | [7 empty] | At Nominal Voltage |  |  | At Nominal 110% Voltage | [7 empty] | ICAPACITOR UNIT CURRENT: |  |  |  | 43.8307 | amps |  | 25 | 59.7574 | 0.83% | 1.1298 | 2.306 | 6.5128 | 10.0515 | 1.1291 | 0.0028094 | 2.3102 | 0.011766 | 6.5149 | 0.093503 | 10.0502 | 0.22253 | 0.013033 | 0.092642 | 0.097429 | 20 | 2.4882 | 5.0933 | 14.3522 | 22.1424 | 7.8 | 0.0000745822954954766-0.058174190486472i | 0.000146120415664608-0.113973924218394i | 0.000361115298087794-0.28166993250848i | 0.000504318379064653-0.39336833567043i | 0.141572942664641i | 0.141513978506929i | 0.14162666827115i | 0.141612833603684i | 0.005 | 0.01 | 0.0125 | 0.00507458229549548+0.083398752178169i | -0.005 | 0.536959551512238-418.828450179547i | -0.005 | 0.0151461204156646+0.027540054288535i | -0.01 | 1.05200238663623-820.561861576255i | -0.01 | 0.0228611152980878-0.14004326423733i | -0.0125 | 2.59987048155671-2027.89897561424i | -0.0125 | 0.0130043183790647-0.251755502066746i | 3.63086934832086-2832.07809169027i | 0.00507458229549548+0.083398752178169i | 0.536959551512238-418.828450179547i | -0.00363451313747687+0.059731785354983i | 0.0151279478499772+0.0278387132153099i | -23.9634171135044-822.116172633457i | -0.150699472453043+0.277319794920174i | 0.0213541205735574-0.137270066288128i | -229.000492230889-2145.14591920571i | -0.0138310557553709-0.0889097696079116i | 0.0128314301821226-0.252866874186845i | 183.96685901189-2859.89492160272i | 11317.6587703698+153.223354381222i | 15147.4809864069-2994.03143077095i | -21707.6230599666-16376.58963698i | -6060.1834782657+926.251939561761i | -52.895014824085-771.443800223004i | -131.13221273259-857.958008105714i | 78.2371979085045+86.514207882709i | 1870.72811553214-3292.27189308942i | 840.458514403392+2239.77216205308i | -62.3500498763407+1619.85322914223i | -131.13221273259-857.958008105714i | 2317.51635390438-3071.93210314463i | 424.034696239194+2145.2872648054i | -21.6983933881863+1602.72572823165i | 78.2371979085045+86.514207882709i | -368.551040463735-133.82558206209i | 47.8727777004638-39.3406848144021i | 2595.94156523511-204.090302117114i | 2.75635293218468+0.216701681657466i | 7.8 | 0.57199 | 0.7739 | 2603.9519 | 2.7649 |  | 0.0191834803010191+3.74077865869874i | 7.8 | 2.7649 | 3.7408 | 2.1397 | [58 empty] | 25 | 20 | 0.113245003625902+59.7573090403714i
|  |  | Branch 2: | 53.9934 |  |  |  | 55.1182 |  |  |  | 48.13 | [5 empty] | 1.1249 |  |  |  |  | 2.9838 |  |  |  |  | 133.3415 |  |  |  | R23: 7 |  |  |  | Design Parameter | [10 empty] | Rated Duty |  |  | I MINIMUM CAPACITOR FUSE RATING: |  |  |  |  | 78.8952 | amps |  | 29 | 7.4189 | 0.103% | 0.11964 | 0.24151 | 0.65653 | 0.98232 | 0.11959 | 2.717e-05 | 0.24181 | 0.00011114 | 0.65662 | 0.00081879 | 0.98227 | 0.0018326 | 0.0011624 | 0.0078772 | 0.0077352 | 2 | 0.2272 | 0.4596 | 1.247 | 1.8656 | 8 | 0.0000708998004092861-0.0567198403274291i | 0.000138905731414112-0.11112458513129i | 0.000343285258104148-0.274628206483318i | 0.000479417698005652-0.383534158404521i | 0.14520301811758i | 0.145142542058389i | 0.145258121303744i | 0.145243931901214i | 0.005 | 0.01 | 0.0125 | 0.00507089980040929+0.0884831777901509i | -0.005 | 0.510447215081847-408.357772065479i | -0.005 | 0.0151389057314141+0.034017956927099i | -0.01 | 1.00005984995628-800.047879965023i | -0.01 | 0.0228432852581041-0.129370085179574i | -0.0125 | 2.47150207710549-1977.20166168439i | -0.0125 | 0.0129794176980057-0.238290226503307i | 3.45159545436299-2761.27636349039i | 0.00507089980040929+0.0884831777901509i | 0.510447215081847-408.357772065479i | -0.00322782198405261+0.0563229323653432i | 0.0151227666214938+0.0342995715889257i | -21.9981996942074-801.394736043026i | -0.107623194596439+0.244097496184519i | 0.0217670533121397-0.126929110217729i | -195.514462972912-2058.08061784419i | -0.0164058720538853-0.0956667267858532i | 0.0127743442973321-0.23948606058813i | 192.644553770116-2793.47764046275i | 11674.1606673354+181.70078841473i | 15668.7221390702-3077.69718148469i | -18863.5367491656-12243.8230612096i | -5350.14806561842+753.557607648032i | -41.8518955382215-711.870743159442i | -109.418838955957-776.857646503727i | 67.566943417736+64.986903344288i | 1364.21007131699-2894.54983812727i | 842.315117803336+2326.92792532523i | -71.8336627450005+1716.07591256155i | -109.418838955957-776.857646503727i | 1777.09960361709-2737.90167598573i | 447.060510524294+2276.00914115172i | -26.3909369389059+1695.60099697029i | 67.566943417736+64.986903344288i | -345.322588882358-91.6612587972491i | 49.932018396685-40.7424746237428i | 2092.8396308371+436.583256600068i | 3.29663002004741-0.687703658106938i | 8 | 0.73644 | 0.83903 | 2137.8921 | 3.3676 |  | 0.0191834803010191+3.83669606020383i | 8 | 3.3676 | 3.8367 | 2.8255 | [58 empty] | 29 | 2 | 0.00867782925534832+7.41893832140174i
|  |  | Branch 3: | 54.6192 |  |  |  | 55.0744 |  |  |  | 48.17 | [5 empty] | 0.45516 |  |  |  |  | 1.2073 |  |  |  |  | 131.8137 |  |  |  | R34: 2.8 | [6 empty] | % RATED VOLTS: | 73.01% |  |  | 80.29% |  |  |  | 125% | [6 empty] | VCAP FUNDAMENTAL VOLTAGE: | 7.2424 | kV |  | 31 | 8.1161 | 0.1127% | 0.14242 | 0.28429 | 0.76839 | 1.1381 | 0.14235 | 3.6015e-05 | 0.24567 | 0.00010731 | 0.76841 | 0.001049 | 1.1381 | 0.0023013 | 0.00092034 | 0.009288 | 0.0082132 | 2.3332 | 0.253 | 0.43681 | 1.3652 | 2.0221 | 8.2 | 0.0000674834557975726-0.0553364337540097i | 0.000132212484827898-0.108414237558876i | 0.000326743875264778-0.267929977717118i | 0.000456316701107396-0.374179694908065i | 0.14883309357052i | 0.148771105609849i | 0.148889574336337i | 0.148875030198744i | 0.005 | 0.01 | 0.0125 | 0.00506748345579757+0.0934966598165103i | -0.005 | 0.485851044391067-398.397856400676i | -0.005 | 0.0151322124848279+0.040356868050973i | -0.01 | 0.951871433909034-780.534575805406i | -0.01 | 0.0228267438752648-0.119040403380781i | -0.0125 | 2.35241143432206-1928.97737614409i | -0.0125 | 0.0129563167011074-0.225304664709321i | 3.28527849064436-2693.92836232838i | 0.00506748345579757+0.0934966598165103i | 0.485851044391067-398.397856400676i | -0.00288998932957443+0.0533212099412839i | 0.01511776253818+0.0406234741006794i | -20.2897802030549-781.711847524867i | -0.0804644176009641+0.21621878080065i | 0.0220220996992552-0.116878215572775i | -168.300976522219-1987.49033314873i | -0.0194603540286821-0.103282224871761i | 0.0127130622757489-0.226595692520218i | 202.56013238543-2731.22398269471i | 12065.4663728202+216.999301508901i | 16372.1642310587-3234.41009086537i | -16447.3023423908-9651.52001381612i | -4810.49358057177+613.642927419998i | -33.1463314264932-664.634826491443i | -91.3303752355884-715.960641197624i | 58.184043809095+51.3258147061805i | 1049.48859372742-2562.38026771262i | 863.598330620575+2458.67304515175i | -83.417127755787+1820.6251435716i | -91.3303752355884-715.960641197624i | 1435.86730327101-2446.88335377694i | 481.569941658098+2437.64456332693i | -32.305777565244+1796.24667061554i | 58.184043809095+51.3258147061805i | -328.194665734495-64.1710992295075i | 53.8337232279813-43.1426174046784i | 1796.52346516571+1052.28309451929i | 2.98380219443951-1.74771143682704i | 8.2 | 0.93113 | 1.059 | 2082.0174 | 3.458 |  | 0.0191834803010191+3.93261346170893i | 8.2 | 3.458 | 3.9327 | 3.6618 | [58 empty] | 31 | 2 | 0.00782726677755444+8.11608315058866i
|  |  | Branch 4: | 54.7538 |  |  |  | 55.0798 |  |  |  | 48.16 | [5 empty] | 0.32592 |  |  |  |  | 0.86452 |  |  |  |  | 131.4896 | [10 empty] | % CREST VOLTAGE: | 83.25% |  |  | 90.54% |  |  |  | 135% | [6 empty] | VCAP RMS VOLTAGE: | 7.2716 | kV |  | 35 | 9.4769 | 0.1316% | 0.12542 | 0.25075 | 0.66009 | 0.96374 | 0.12539 | 2.475e-05 | 0.25095 | 9.9172e-05 | 0.66012 | 0.00068568 | 0.96373 | 0.0014616 | 0.00098925 | 0.0064371 | 0.0059745 | 2 | 0.19738 | 0.39519 | 1.0387 | 1.5166 | 8.4 | 0.0000643082183298262-0.0540189033970541i | 0.0001259916114217-0.105832953594228i | 0.000311369893852067-0.261550710835736i | 0.000434846047754064-0.365270680113413i | 0.152463169023459i | 0.152399669161309i | 0.152521027368931i | 0.152506128496275i | 0.005 | 0.01 | 0.0125 | 0.00506430821832983+0.0984442656264049i | -0.005 | 0.462990738532965-388.912220367691i | -0.005 | 0.0151259916114217+0.046566715567081i | -0.01 | 0.907083895901317-761.950472557106i | -0.01 | 0.0228113698938521-0.109029683466805i | -0.0125 | 2.24172556565196-1883.04947514764i | -0.0125 | 0.0129348460477541-0.212764551617138i | 3.13069927960387-2629.78739486724i | 0.00506430821832983+0.0984442656264049i | 0.462990738532965-388.912220367691i | -0.00260592239016158+0.0506561024564706i | 0.0151129619994709+0.0468199960793634i | -18.7924868676859-762.987400926257i | -0.0624370037287742+0.193430002000319i | 0.0221869998565644-0.107095383446802i | -146.516275494363-1927.05309157187i | -0.0231854892225298-0.11191503469334i | 0.0126450274324725-0.214163489550805i | 213.92422212397-2673.19593538431i | 12497.4435096892+260.986157002802i | 17242.0840328095-3481.46050358249i | -14472.6749531251-7952.86995382308i | -4380.49021562717+505.019069535762i | -26.5358840712113-625.57397503398i | -76.9968077587009-667.863420150774i | 50.4609236874895+42.2894451167942i | 844.406236298716-2292.63441435463i | 907.451529149107+2627.71388191063i | -97.6343557062136+1935.048806797i | -76.9968077587009-667.863420150774i | 1212.01474984555-2205.63087473543i | 530.995932750757+2629.78037066555i | -39.8019883956183+1905.9367257636i | 50.4609236874895+42.2894451167942i | -317.147589859346-44.7140945024059i | 59.3080065390037-46.7805832573161i | 1627.6875256704+1644.55429931902i | 2.1887922160914-2.21147338940657i | 8.4 | 1.0881 | 1.4088 | 2313.8551 | 3.1115 |  | 0.0191834803010191+4.02853086321403i | 8.4 | 3.1115 | 4.0286 | 4.3836 | [58 empty] | 35 | 2 | 0.00663303803400644+9.4768707677222i
[27 empty] | Total: | 532.7642 |  |  | amps | [7 empty] | % 60HZ AMPS: | 90.85% |  |  | 96.76% |  |  |  | 135% | [6 empty] | VCAP, PEAK CAP VOLTAGE: | 11.7242 | kV |  | 37 | 5.0722 | 0.07045% | 0.063361 | 0.1264 | 0.33039 | 0.47986 | 0.063347 | 5.9753e-06 | 0.12648 | 2.3832e-05 | 0.3304 | 0.00016249 | 0.47985 | 0.00034277 | 0.00047056 | 0.0030345 | 0.002782 | 1 | 0.094327 | 0.18842 | 0.49179 | 0.71433 | 8.6 | 0.0000613519224037606-0.0527626532672342i | 0.000120199684709408-0.103371728850091i | 0.000297055991638615-0.25546815280921i | 0.000414855856253999-0.35677603637844i | 0.156093244476399i | 0.156028232712768i | 0.156152480401524i | 0.156137226793805i | 0.005 | 0.01 | 0.0125 | 0.00506135192240376+0.103330591209165i | -0.005 | 0.441706714971449-379.867774875447i | -0.005 | 0.0151201996847094+0.052656503862677i | -0.01 | 0.865384584433856-744.230742613117i | -0.01 | 0.0227970559916386-0.099315672407686i | -0.0125 | 2.13867179850971-1839.25774671836i | -0.0125 | 0.012914855856254-0.200638809584635i | 2.98677873933074-2568.62971582445i | 0.00506135192240376+0.103330591209165i | 0.441706714971449-379.867774875447i | -0.00236449270733883+0.048272562964372i | 0.0151083772211727+0.0528978666774989i | -17.4707620840707-745.150259511773i | -0.0499211630588029+0.174785351809297i | 0.0222978443610506-0.097567818889593i | -128.974839223805-1873.40288102952i | -0.0278259109037438-0.121756766776827i | 0.0125670319699572-0.202160769169345i | 226.988365739908-2619.54834025027i | 12977.3974650327+316.089996949272i | 18283.4726319438-3837.73463729081i | -12869.3986824206-6801.78080399012i | -4025.99832516381+421.252717371549i | -21.5377016127407-592.315973224557i | -65.7547033990246-628.431140831368i | 44.217001786284+36.1151676068083i | 705.524123216281-2073.74516176791i | 977.126435465837+2832.7272555704i | -115.170306848408+2061.2635824712i | -65.7547033990246-628.431140831368i | 1061.26983814621-2007.98953249411i | 599.271782735803+2855.0096018314i | -49.3534155409216+2026.25485119116i | 44.217001786284+36.1151676068083i | -311.528713143644-29.6404616669931i | 66.3259395863887-51.922807928001i | 1545.94255022097+2227.92970304913i | 1.5135564912904-2.18125664741339i | 8.6 | 1.0727 | 1.6665 | 2711.7539 | 2.6549 |  | 0.0191834803010191+4.12444826471912i | 8.6 | 2.6549 | 4.1245 | 4.4245 | [58 empty] | 37 | 1 | 0.00310105989406262+5.07221691991891i
[19 empty] | Enter Fundamental Current Design Margin for Iron-Core Reactors: | 1.5 | [18 empty] | % 60HZ KVAR: | 55.09% |  |  | 66.19% |  |  |  | 135% | [6 empty] | ICAP RMS CURRENT: | 164.2756 | amps | [24 empty] | 8.8 | 0.0000585948922609137-0.0515635051896041i | 0.00011479815626628-0.101022377514326i | 0.000283706901814321-0.249662073596603i | 0.000396213081002368-0.348667511282084i | 0.159723319929338i | 0.159656796264228i | 0.159783933434118i | 0.159768325091336i | 0.005 | 0.01 | 0.0125 | 0.00505859489226091+0.108159814739734i | -0.005 | 0.421857316945096-371.234438911685i | -0.005 | 0.0151147981562663+0.058634418749902i | -0.01 | 0.826495967892434-727.316451745339i | -0.01 | 0.0227837069018143-0.089878140162485i | -0.0125 | 2.04256425398416-1797.45654350606i | -0.0125 | 0.0128962130810024-0.188899186190748i | 2.85255900029541-2510.25192025996i | 0.00505859489226091+0.108159814739734i | 0.421857316945096-371.234438911685i | -0.00215734249582856+0.046126991713836i | 0.0151040114437872+0.0588650537084712i | -16.2965218289604-728.136790585281i | -0.0408965295668987+0.159386558889017i | 0.0223747416061453-0.0882842745735948i | -114.679124384712-1824.6373647548i | -0.0337182595154041-0.133042523288138i | 0.0124747348370598-0.19056221773185i | 242.059584760709-2570.58727855923i | 13514.728468335+385.527265571318i | 19515.4078908312-4331.43081566162i | -11564.4282608263-6005.71632232883i | -3726.57761893332+356.408131533855i | -17.7374368089346-563.410727001086i | -56.9266900183995-595.221349270397i | 39.1892532094649+31.8106222693134i | 608.865812568761-1894.89304408701i | 1077.89990742194+3076.02951441951i | -136.922985423193+2201.74206950183i | -56.9266900183995-595.221349270397i | 958.853427294803-1846.33956675103i | 692.093053124164+3118.24863536823i | -61.5950454973722+2159.22553145008i | 39.1892532094649+31.8106222693134i | -310.798361516575-16.7428550666721i | 75.0084927812025-58.9619760154118i | 1532.10529775857+2819.46781283324i | 1.07125895756649-1.97139201495273i | 8.8 | 0.89768 | 1.6886 | 3208.8542 | 2.2437 |  | 0.0191834803010191+4.22036566622422i | 8.8 | 2.2437 | 4.2204 | 3.7886
[19 empty] | Enter Harmonic Current Design Margin for Iron-Core Reactors: | 1.5 | [33 empty] | QCAPACITOR (1-phase): | 992.1412 | kvar | [24 empty] | 9 | 0.0000560196137557157-0.0504176523801443i | 0.000109752712664259-0.0987774413978337i | 0.000271237823745789-0.24411404137121i | 0.000378799293014841-0.340919363713357i | 0.163353395382278i | 0.163285359815688i | 0.163415386466712i | 0.163399423388866i | 0.005 | 0.01 | 0.0125 | 0.00505601961375572+0.112935743002134i | -0.005 | 0.403316450349564-362.984805314609i | -0.005 | 0.0151097527126643+0.0645079184178543i | -0.01 | 0.79017100476649-711.153904289845i | -0.01 | 0.0227712378237458-0.080698654904498i | -0.0125 | 1.95279240500887-1757.51316450799i | -0.0125 | 0.0128787992930148-0.177519940324491i | 2.72718742617325-2454.46868355593i | 0.00505601961375572+0.112935743002134i | 0.403316450349564-362.984805314609i | -0.00197809141623409+0.0441844060910586i | 0.0150998622555831+0.0647288404483096i | -15.2472992413296-711.889741715287i | -0.0341793752862869+0.146517318640502i | 0.0224294440708829-0.079233481718093i | -102.872526881666-1779.61111775119i | -0.041345971734743-0.146057355911657i | 0.0123619746463305-0.179345657273387i | 259.50565331372-2526.8495534838i | 14121.9125604786+473.559993448421i | 20968.4716627371-5006.21421255i | -10499.3397494897-5453.14884266743i | -3469.20684599321+305.952779173983i | -14.8277607872321-537.911209467226i | -49.9784253047144-566.706717576434i | 35.1506645174825+28.795508109207i | 540.590592263703-1747.65332323296i | 1218.3525331795+3362.54306910869i | -164.067954714291+2359.78537678738i | -49.9784253047144-566.706717576434i | 890.419370903454-1714.38846882258i | 818.092430279005+3426.57090038248i | -77.3794298695071+2307.51236953019i | 35.1506645174825+28.795508109207i | -314.678114122268-4.46934630117429i | 85.5819887782313-68.4971775749803i | 1580.04740994168+3436.76391319588i | 0.795060485081057-1.72933746591531i | 9 | 0.70181 | 1.5915 | 3782.578 | 1.9033 |  | 0.0191834803010191+4.31628306772931i | 9 | 1.9033 | 4.3163 | 3.0292
[59 empty] | Vthd/RMS | 2.945% | 174.5974 | 164.2006 | 158.3087 | 166.2079 | 175.4761 | 1154.718 | 163.9141 | 1051.8364 | 158.1392 | 994.8291 | 164.2756 | 992.1412 | 6.9669 | 8.3595 | 5.8662 | 577.1015 | 7596.7405 | 7388.5664 | 7273.3034 | 7271.61 | 9.2 | 0.0000536104555190076-0.0493216190774872i | 0.000105032729180097-0.0966301108456894i | 0.000259573072895604-0.238807227063956i | 0.000362508794461863-0.333508090904914i | 0.166983470835217i | 0.166913923367147i | 0.167046839499305i | 0.167030521686396i | 0.005 | 0.01 | 0.0125 | 0.00505361045551901+0.11766185175773i | -0.005 | 0.38597157623821-355.093850139155i | -0.005 | 0.0151050327291801+0.0702838125214576i | -0.01 | 0.75618921058915-695.694073742019i | -0.01 | 0.0227595730728956-0.071760387564651i | -0.0125 | 1.86881135637787-1719.30644786764i | -0.0125 | 0.0128625087944619-0.166477569218518i | 2.60990303932506-2401.11079617905i | 0.00505361045551901+0.11766185175773i | 0.38597157623821-355.093850139155i | -0.00182179703907287+0.0424164100163214i | 0.0150959237439847+0.0704958945715392i | -14.3049139693126-696.357354195428i | -0.0290442618530312+0.135632721536192i | 0.0224691304543653-0.0704040603492891i | -92.9955074219998-1737.59141879318i | -0.0514253081586334-0.161134428696942i | 0.012219692442479-0.16849174957723i | 279.745469471338-2489.22553022952i | 14816.057723465+585.772307120242i | 22683.8104840233-5929.7756517891i | -9631.86895606646-5077.39000007327i | -3245.13260238114+266.643238113869i | -12.5913316065685-515.16333907519i | -44.5250133749951-541.883505266123i | 31.9336817684266+26.7201661909357i | 492.396609208025-1625.88934648906i | 1412.05398547918+3699.29064315378i | -198.120852037324+2539.95198229788i | -44.5250133749951-541.883505266123i | 847.487085377348-1607.69303681528i | 990.550281571301+3789.25884915729i | -97.8418540477378+2474.73385088612i | 31.9336817684266+26.7201661909357i | -323.156794400898+8.5238565171583i | 98.3469095069788-81.4443494863668i | 1693.73841104331+4098.18993988741i | 0.620129329297893-1.50047242371524i | 9.2 | 0.54462 | 1.4801 | 4434.4008 | 1.6236 |  | 0.0191834803010191+4.41220046923441i | 9.2 | 1.6236 | 4.4122 | 2.403
[81 empty] | 9.4 | 0.0000513534311999914-0.0482722253279921i | 0.000100610803983656-0.0945741557446372i | 0.000248644929636694-0.233726233858492i | 0.000347247010971371-0.326412190313089i | 0.170613546288156i | 0.170542486918607i | 0.170678292531899i | 0.170661619983927i | 0.005 | 0.01 | 0.0125 | 0.00505135343119999+0.122341320960164i | -0.005 | 0.369721999069261-347.538679125106i | -0.005 | 0.0151006108039837+0.0759683311739698i | -0.01 | 0.724353304298956-680.892106041022i | -0.01 | 0.0227486449296367-0.063047941326593i | -0.0125 | 1.79013355671801-1682.72554331493i | -0.0125 | 0.0128472470109714-0.155750570329162i | 2.50002494608739-2350.02344932215i | 0.00505135343119999+0.122341320960164i | 0.369721999069261-347.538679125106i | -0.00168458016202856+0.0407997114224695i | 0.0150921879031736+0.0761723297310822i | -13.4545016858065-681.492647356282i | -0.0250285124844086+0.126322314423344i | 0.0224983598047926-0.0617847181823596i | -84.634341083234-1698.08268675496i | -0.0650463056832299-0.178629362331821i | 0.012034168189931-0.15798343735831i | 303.200657302444-2459.15875897787i | 15621.4771530464+729.248431316393i | 24711.6362998808-7207.88529285865i | -8934.46871864533-4837.74808162991i | -3048.20055244789+236.265907934539i | -10.8788235887155-494.694236102828i | -40.3101644197027-520.064306050651i | 29.4313408309872+25.3700699478222i | 459.149197910636-1525.37521240982i | 1680.31759407159+4094.82434566849i | -240.960064050634+2748.76389479158i | -40.3101644197027-520.064306050651i | 825.041588926885-1523.70651457427i | 1230.2295545509+4217.73988933295i | -124.454718659193+2665.9865974808i | 29.4313408309872+25.3700699478222i | -336.461050185261+23.7013721122874i | 113.62698933543-99.214171552188i | 1887.62790434288+4823.51879194742i | 0.506535722524165-1.29436769331852i | 9.4 | 0.42683 | 1.3844 | 5179.7174 | 1.39 |  | 0.0191834803010191+4.50811787073951i | 9.4 | 1.39 | 4.5082 | 1.9242
| Info@VarStec.com | [33 empty] | Rev Date: 5-24-2026 |  | Info@VarStec.com | [19 empty] | 2 ¦ P a g e | [6 empty] | at 10% over voltage | 186.2335 |  | 174.9333 |  | 169.2829 |  | 174.9783 |  |  | Peak Volts (nominal): |  |  | 12665.8728 | 11953.6998 | 11601.7045 | 11724.2373 | 9.6 | 0.0000492359960131811-0.0472665561726539i | 0.0000964623595360285-0.0926038651545873i | 0.000238392654165861-0.228856947999227i | 0.000332929115898654-0.319611951262707i | 0.174243621741096i | 0.174171050470067i | 0.174309745564492i | 0.174292718281457i | 0.005 | 0.01 | 0.0125 | 0.00504923599601318+0.126977065568442i | -0.005 | 0.354477401933807-340.298305856455i | -0.005 | 0.015096462359536+0.0815671853154797i | -0.01 | 0.694486338482563-666.70688494326i | -0.01 | 0.0227383926541659-0.054547202434735i | -0.0125 | 1.71632170630195-1647.66883804988i | -0.0125 | 0.0128329291158987-0.14531923298125i | 2.39694243212385-2301.06473483889i | 0.00504923599601318+0.126977065568442i | 0.354477401933807-340.298305856455i | -0.00156335970922314+0.039315022799851i | 0.0150886455609899+0.081763760429479i | -12.6837951393266-667.252829890892i | -0.0218265438621278+0.118275712431107i | 0.0225201272155446-0.0533644453104239i | -77.4803255316623-1660.73247630219i | -0.0839070908840373-0.198829043894i | 0.0117840904798482-0.147804596029925i | 330.145373716917-2438.97457917606i | 16574.0761713675+912.251473332579i | 27105.3565642578-9008.25350367595i | -8393.50607075531-4708.88822378675i | -2873.9084126521+213.440206891742i | -9.59260638347-476.148568219312i | -37.190594673986-500.760210372706i | 27.597988290516+24.6116421533924i | 437.56539384242-1443.52375882483i | 2056.85600746746+4557.72784113913i | -294.687523528551+2995.90437559212i | -37.190594673986-500.760210372706i | 820.152008483066-1461.90576947034i | 1570.2263762062+4724.72780615061i | -158.998789043399+2888.74078891156i | 27.597988290516+24.6116421533924i | -354.988626350131+42.993652798892i | 131.641004911129-124.006312212607i | 2190.14127139786+5633.95988968711i | 0.431549418057862-1.11012569988419i | 9.6 | 0.33809 | 1.3069 | 6044.6855 | 1.1911 |  | 0.0191834803010191+4.6040352722446i | 9.6 | 1.1911 | 4.6041 | 1.5566
[66 empty] | 1369.0889 |  | 1257.6376 |  | 1195.7801 |  | 1192.1321 |  |  |  | Peak Volts 110% Fundamental): | 13726.3077 | 12992.926 | 12628.2054 | 12750.7382 | 9.8 | 0.0000472468720479714-0.046301934607012i | 0.0000925653003388819-0.0907139943321047i | 0.000228761640681249-0.224186407867624i | 0.000319478849086282-0.313089272104557i | 0.177873697194035i | 0.177799614021527i | 0.177941198597086i | 0.177923816578987i | 0.005 | 0.01 | 0.0125 | 0.00504724687204797+0.131571762587023i | -0.005 | 0.340156588861943-333.353457084705i | -0.005 | 0.0150925653003389+0.0870856196894223i | -0.01 | 0.666429235321352-653.100650614928i | -0.01 | 0.0227287616406813-0.046245209270538i | -0.0125 | 1.64698266749992-1614.04301414992i | -0.0125 | 0.0128194788490863-0.13516545552557i | 2.30010645801885-2254.10432885848i | 0.00504724687204797+0.131571762587023i | 0.340156588861943-333.353457084705i | -0.00145566197493295+0.0379462341803627i | 0.0150852869904642+0.0872753508603241i | -11.9825839590364-653.598808228198i | -0.0192302703144109+0.111255993332444i | 0.0225364589375372-0.0451326493372136i | -71.3002303114272-1625.27876162827i | -0.110696487478474-0.22168636901096i | 0.0114357727556054-0.137936535138207i | 360.29375688865-2432.40810755666i | 17728.9498571726+1142.18843447563i | 29902.0818486352-11600.8123722909i | -8010.35608492233-4673.44732439917i | -2718.80273623129+197.528365650656i | -8.67733395552229-459.248616184469i | -35.1351006989774-483.603494634718i | 26.4577667434552+24.3548784502491i | 425.35498434908-1379.31944804552i | 2595.55098745421+5092.25112413082i | -360.970863594078+3296.27477205541i | -35.1351006989774-483.603494634718i | 830.93713042811-1424.23822007418i | 2064.26245822535+5320.81228469432i | -203.222525514282+3154.40242252564i | 26.4577667434552+24.3548784502491i | -379.124379335575+69.2736504789173i | 152.164149893283-159.287510084581i | 2651.25777425369+6549.95783195624i | 0.382284344971569-0.944437151187848i | 9.8 | 0.26976 | 1.2444 | 7066.1953 | 1.0189 |  | 0.0191834803010191+4.6999526737497i | 9.8 | 1.0189 | 4.7 | 1.2679
[76 empty] | RMS Voltage (110% Fundamental): | 8337.9564 | 8119.9905 | 7998.011 | 7996.471 | 10 | 0.0000453758977858461-0.0453758977858461i | 0.0000888997181110452-0.0888997181110452i | 0.000219702688769224-0.219702688769224i | 0.000306827499313816-0.306827499313816i | 0.181503772646975i | 0.181428177572986i | 0.18157265162968i | 0.181554914876518i | 0.005 | 0.01 | 0.0125 | 0.00504537589778585+0.136127874861129i | -0.005 | 0.326686401413198-326.686401413199i | -0.005 | 0.015088899718111+0.0925284594619408i | -0.01 | 0.640038663993204-640.038663993204i | -0.01 | 0.0227197026887692-0.038130037139544i | -0.0125 | 1.58176221908737-1581.76221908737i | -0.0125 | 0.0128068274993138-0.125272584437298i | 2.20902233336543-2209.02233336543i | 0.00504537589778585+0.136127874861129i | 0.326686401413198-326.686401413199i | -0.00135948124601356+0.0366797829701053i | 0.0150821023118809+0.0927118583767913i | -11.3423035150916-640.494770815556i | -0.0170941553475944+0.10508023860895i | 0.0225487611352933-0.0370792347534545i | -65.9154682242825-1591.51908423927i | -0.149661274310739-0.246103344231326i | 0.0109360615704296-0.12834887624019i | 391.722722778895-2445.36160575873i | 19173.3088916398+1418.33915156675i | 33065.4979184636-15421.9774292533i | -7805.04135436098-4713.84260412884i | -2579.98196683726+188.657477863281i | -8.11674703263003-443.763959932164i | -34.2420439702487-468.276460342126i | 26.1252969376186+24.5125004099606i | 420.39318336713-1333.48558096222i | 3382.56709076614+5686.20482899961i | -438.859331141533+3673.44090197271i | -34.2420439702487-468.276460342126i | 855.223873032994-1416.0544288035i | 2800.2093352026+6003.7901345111i | -257.506443928734+3481.00846372285i | 26.1252969376186+24.5125004099606i | -408.705392728246+107.081348251245i | 173.652362835298-210.503957260251i | 3355.98419595911+7582.39619007794i | 0.351414081974221-0.793972986973368i | 10 | 0.21604 | 1.1933 | 8291.8853 | 0.86827 |  | 0.0191834803010191+4.79587007525479i | 10 | 0.86827 | 4.7959 | 1.0361
[81 empty] | 10.2 | 0.0000436138980659798-0.0444861760272996i | 0.0000854476370272256-0.0871565897677705i | 0.000211171373799056-0.215394801275038i | 0.000294913025017579-0.300811285517931i | 0.185133848099915i | 0.185056741124446i | 0.185204104662273i | 0.185186013174048i | 0.005 | 0.01 | 0.0125 | 0.00504361389806598+0.140647672072615i | -0.005 | 0.314000782486365-320.280798136094i | -0.005 | 0.0150854476370272+0.0979001513566755i | -0.01 | 0.615185206503898-627.488910633979i | -0.01 | 0.0227111713737991-0.030190696612765i | -0.0125 | 1.52034052336511-1550.74733383242i | -0.0125 | 0.0127949130250176-0.115625272343883i | 2.12324338633638-2165.70825406311i | 0.00504361389806598+0.140647672072615i | 0.314000782486365-320.280798136094i | -0.0012731765334051+0.0355041680786817i | 0.0150790817543602+0.0980776721970689i | -10.7557183044666-627.907832966824i | -0.0153139852868568+0.0996055365613212i | 0.0225580315209305-0.0291946412471518i | -61.187469002216-1559.29177605516i | -0.207153305527179-0.268098146436944i | 0.0102054967059279-0.118976499174345i | 418.190672743783-2486.54308982769i | 21046.0943769951+1709.62187758313i | 36330.865438472-21156.7627019144i | -7821.74131459931-4797.19392074452i | -2454.45953895435+187.812277006343i | -7.93400068436674-429.478508463407i | -34.7704095625915-454.403539452162i | 26.8364088782248+24.9250309887543i | 419.390597106047-1308.79530077524i | 4550.9049995594+6279.19991008232i | -518.357078716549+4164.69026085294i | -34.7704095625915-454.403539452162i | 887.753073514985-1447.46595759819i | 3918.31929376023+6728.62540513772i | -316.59805954475+3897.44231056047i | 26.8364088782248+24.9250309887543i | -441.526067530713+163.595687811699i | 191.059638268461-285.829807243719i | 4444.00451726453+8705.61636169661i | 0.334895279120573-0.656045647577696i | 10.2 | 0.17329 | 1.1509 | 9774.2996 | 0.73658 |  | 0.0191834803010191+4.89178747675989i | 10.2 | 0.73658 | 4.8918 | 0.84771
[81 empty] | 10.4 | 0.0000419525713842199-0.0436306742395888i | 0.0000821927929160229-0.0854805046326639i | 0.000203127501242984-0.211252601292703i | 0.000283679292217107-0.295026463905791i | 0.188763923552854i | 0.188685304675906i | 0.188835557694867i | 0.188817111471578i | 0.005 | 0.01 | 0.0125 | 0.00504195257138422+0.145133249313265i | -0.005 | 0.302039964921998-314.121563518879i | -0.005 | 0.015082192792916+0.103204800043242i | -0.01 | 0.591751768010447-615.421838730865i | -0.01 | 0.022703127501243-0.022417043597836i | -0.0125 | 1.46242819750499-1520.92532540518i | -0.0125 | 0.0127836792922171-0.106209352434213i | 2.04236547709161-2124.06009617528i | 0.00504195257138422+0.145133249313265i | 0.302039964921998-314.121563518879i | -0.00119539407374584+0.0344095712278635i | 0.0150762158225473+0.103376847899381i | -10.2166754893162-615.807730852018i | -0.0138135661375498+0.094718922994845i | 0.0225649918398675-0.0214698543678876i | -57.0073455632751-1528.46411372438i | -0.290745961288331-0.27663530708144i | 0.00914935477611296-0.109667293772731i | 423.209205010592-2565.85843268447i | 23554.7560708055+1893.89541684521i | 38824.7305746445-29746.4813843984i | -8128.22407212902-4842.22048547843i | -2338.02061304731+196.721919263268i | -8.18298403357369-416.13923224255i | -37.1340013289822-441.333944266259i | 28.9510172954086+25.1947120237085i | 415.175283847265-1309.82853855821i | 6277.59762944857+6686.9423314112i | -563.388898892647+4824.67903664656i | -37.1340013289822-441.333944266259i | 913.655847610411-1533.6764355237i | 5617.19340168285+7331.48965041595i | -357.599862037973+4447.54100270711i | 28.9510172954086+25.1947120237085i | -469.529546467735+249.0426089892i | 190.874681297988-395.504710015545i | 6121.20103036961+9785.653597257i | 0.330785584208398-0.528810134803597i | 10.4 | 0.13946 | 1.1152 | 11542.4485 | 0.62375 |  | 0.0191834803010191+4.98770487826499i | 10.4 | 0.62375 | 4.9877 | 0.69559
[81 empty] | 10.6 | 0.0000403843919342753-0.0428074554503319i | 0.0000791204413406205-0.0838676678210581i | 0.000195534632375649-0.207266710318188i | 0.000273075412127004-0.289459936854625i | 0.192393999005793i | 0.192313868227366i | 0.19246701072746i | 0.192448209769109i | 0.005 | 0.01 | 0.0125 | 0.00504038439193428+0.149586543555461i | -0.005 | 0.290749766242286-308.194752216823i | -0.005 | 0.0150791204413406+0.108446200406308i | -0.01 | 0.569632195086923-603.810126792141i | -0.01 | 0.0226955346323756-0.014799699590728i | -0.0125 | 1.40776289879555-1492.22867272329i | -0.0125 | 0.012773075412127-0.097011727085516i | 1.9660222288764-2083.98356260899i | 0.00504038439193428+0.149586543555461i | 0.290749766242286-308.194752216823i | -0.00112500848316796+0.0333875588411396i | 0.0150734953989248+0.108613138200514i | -9.71991113312918-604.166555927781i | -0.0125361487403056+0.0903301072245083i | 0.0225701731449725-0.0138963985184829i | -53.2885171313303-1498.92459391745i | -0.401591580496744-0.24725892036381i | 0.0077531806559177-0.100102463590064i | 371.49821850985-2682.90195181601i | 26927.4629593081+1625.58170643219i | 38349.6833894359-41899.6492882668i | -8773.67048077743-4658.9833676541i | -2223.33120069006+216.40421649013i | -8.88317621181456-403.378642894391i | -41.6348726122515-427.755580815112i | 32.7516964004368+24.3769379207211i | 392.001878337952-1339.26878742516i | 8678.31154312039+6464.57687766941i | -475.927983912167+5709.99425885316i | -41.6348726122515-427.755580815112i | 895.987113440521-1687.29850871056i | 8064.30024904166+7381.04892430925i | -312.840289236288+5182.14204014284i | 32.7516964004368+24.3769379207211i | -471.233538702133+372.406659206127i | 142.777755376597-544.065387433738i | 8585.50226133436+10431.923706203i | 0.33862832788166-0.411454656197545i | 10.6 | 0.11372 | 1.0849 | 13510.584 | 0.53288 |  | 0.0191834803010191+5.08362227977008i | 10.6 | 0.53288 | 5.0837 | 0.57812
Harmonic Filter Design - H - Type ¦ Enter Customer PO # ¦ | [35 empty] | Harmonic Filter Design - H - Type ¦ Enter Customer PO # ¦ | [44 empty] | 10.8 | 0.0000389025242277259-0.042014726165944i | 0.0000762171903237079-0.0823145655496046i | 0.000188359670878122-0.203428444548372i | 0.000263055163825575-0.284099576931621i | 0.196024074458733i | 0.195942431778825i | 0.196098463760054i | 0.196079308066639i | 0.005 | 0.01 | 0.0125 | 0.00503890252422773+0.154009348292789i | -0.005 | 0.280080973952868-302.487451869097i | -0.005 | 0.0150762171903237+0.11362786622922i | -0.01 | 0.548730071417863-592.628477131293i | -0.01 | 0.0226883596708781-0.00732998078831801i | -0.0125 | 1.35610634837383-1464.59485624374i | -0.0125 | 0.0127630551638256-0.088020268864982i | 1.89388087149082-2045.39134121008i | 0.00503890252422773+0.154009348292789i | 0.280080973952868-302.487451869097i | -0.0010610775874354+0.0324308451975972i | 0.0150709118023865+0.113790020455208i | -9.26089646672033-592.958523049661i | -0.0114387607879435+0.086366162917642i | 0.0225739720629987-0.00646631915914159i | -49.9613792361023-1470.57773885307i | -0.511744525001519-0.146589329399726i | 0.00636624860130661-0.0898526354824786i | 217.281838689649-2794.690949518i | 31118.1701303518+213.414236756753i | 31093.5523250658-56119.9076632497i | -9622.93793952104-3925.66126592917i | -2099.4485042141+241.90539580399i | -9.80183414251602-390.704616603674i | -47.4192813190506-411.54244991234i | 37.6174471765347+20.8378333086658i | 324.421264963698-1384.43723006192i | 11411.8848591991+4871.28885606498i | -66.9228088438793+6795.21148799207i | -47.4192813190506-411.54244991234i | 769.203614786102-1885.54186072647i | 11005.0276791193+6097.39784378826i | -41.846115874834+6101.62926745933i | 37.6174471765347+20.8378333086658i | -407.164902645868+521.942463973205i | -0.307722566074971-704.166523750081i | 11659.5814811764+9891.35849739145i | 0.359064518761216-0.304610923170304i | 10.8 | 0.0963 | 1.0593 | 15290.0233 | 0.47087 |  | 0.0191834803010191+5.17953968127518i | 10.8 | 0.47087 | 5.1796 | 0.49879 | [120 empty] | 5 Tuned 2940 kvar
[81 empty] | 11 | 0.0000375007484801614-0.0412508233281776i | 0.0000734708541652147-0.0808179395817359i | 0.000181572501569761-0.199729751726737i | 0.000253576489722995-0.278934138695295i | 0.199654149911673i | 0.199570995330285i | 0.199729916792648i | 0.199710406364169i | 0.005 | 0.01 | 0.0125 | 0.00503750074848016+0.158403326583495i | -0.005 | 0.269988808356025-296.987689191628i | -0.005 | 0.0150734708541652+0.118753055748549i | -0.01 | 0.528957665350584-581.853431885641i | -0.01 | 0.0226815725015698+1.65065911023055E-07i | -0.0125 | 1.30724173025443-1437.96590327987i | -0.0125 | 0.012753576489723-0.079223732331126i | 1.82563860888359-2008.20246977196i | 0.00503750074848016+0.158403326583495i | 0.269988808356025-296.987689191628i | -0.00100280740069125+0.0315331026481668i | 0.0150684568171617+0.11891072126179i | -8.83571487639576-582.159766923084i | -0.0104883745268053+0.0827676115065595i | 0.0225766887563017+0.000827841180976618i | -46.9694039800203-1443.34050193352i | -0.552925008540327+0.0202746335834464i | 0.00584201388296891-0.0789702994113329i | -26.6057865407401-2803.31628297077i | 35280.3614344216-2946.85659762607i | 15028.9470769226-66113.2288624132i | -10142.0693872697-2474.79022386623i | -1961.142864751+256.062169613294i | -10.2192421860871-377.896049549806i | -51.1238747986808-391.550311517204i | 40.9046326125935+13.6542619673976i | 201.281550956128-1401.33275790815i | 13203.3571847563+1575.76630945955i | 814.85827531756+7833.44201334889i | -51.1238747986808-391.550311517204i | 493.896348210642-2024.06288232623i | 13204.7896995831+3001.73034915486i | 588.517928608835+7045.85531874309i | 40.9046326125935+13.6542619673976i | -251.710164641923+636.38438638547i | -253.142679468738-789.579653309839i | 14209.2777688439+7629.97951535048i | 0.393281768577826-0.211181165350233i | 11 | 0.087855 | 1.0383 | 16128.2411 | 0.44639 |  | 0.0191834803010191+5.27545708278027i | 11 | 0.44639 | 5.2755 | 0.46348 | [120 empty] | 7 Tuned 2880 kvar
[36 empty] | 📐 SIMPLIFIED ONE-LINE DIAGRAM | [44 empty] | 11.2 | 0.0000361733952394361-0.0405142026681684i | 0.0000708703253670582-0.0793747644111052i | 0.000175145673888902-0.19616315475557i | 0.000244601053523805-0.273953179946662i | 0.203284225364612i | 0.203199558881745i | 0.203361369825241i | 0.2033415046617i | 0.005 | 0.01 | 0.0125 | 0.00503617339523944+0.162770022696444i | -0.005 | 0.26043245190302-291.684346131382i | -0.005 | 0.0150708703253671+0.12382479447064i | -0.01 | 0.510235007809996-571.463208747196i | -0.01 | 0.0226751456738889+0.007198215069671i | -0.0125 | 1.26097141253043-1412.28798203409i | -0.0125 | 0.0127446010535238-0.070611675284962i | 1.76101943667756-1972.34176907886i | 0.00503617339523944+0.162770022696444i | 0.26043245190302-291.684346131382i | -0.000949524718970912+0.0306888083328954i | 0.0150661227017722+0.123978238512304i | -8.4409626972712-571.748162605585i | -0.00965926215592619+0.0794855007572336i | 0.0225785530523296+0.00799307007724334i | -44.2662510707441-1417.139713277i | -0.491967301249528+0.174162139862813i | 0.0065950097879047-0.0684346485366768i | -243.585720914138-2667.36088966682i | 38278.2507568196-7248.24588020483i | -3917.89293333128-65390.6736444288i | -9788.17664274959-805.383101856158i | -1824.2499043396+242.631974076665i | -9.50361920681159-365.601153295479i | -49.3232528988615-370.841228675143i | 39.81963369205+5.2400753796641i | 65.1310202417496-1348.34034601725i | 12829.1880070936-2169.3813262294i | 1978.07812689192+8515.87967712609i | -49.3232528988615-370.841228675143i | 163.653491027983-1988.95317606332i | 13297.9369661263-796.748073750881i | 1473.86922343882+7783.55710470955i | 39.81963369205+5.2400753796641i | -58.7028370941831+645.852905425726i | -527.451796126886-726.7803470528i | 14862.8935350205+4632.55685158396i | 0.441506561429576-0.137611444322779i | 11.2 | 0.08802 | 1.0223 | 15568.1144 | 0.46246 |  | 0.0191834803010191+5.37137448428537i | 11.2 | 0.46246 | 5.3714 | 0.47279 | [120 empty] | 11 Tuned 2847 kvar
[81 empty] | 11.4 | 0.0000349152879704952-0.0398034282863647i | 0.0000684054621462771-0.0779822268467557i | 0.00016905412389796-0.192721701243674i | 0.000236093851990968-0.269146991269704i | 0.206914300817552i | 0.206828122433204i | 0.206992822857835i | 0.20697260295923i | 0.005 | 0.01 | 0.0125 | 0.0050349152879705+0.167110872531187i | -0.005 | 0.251374635830226-286.567084846459i | -0.005 | 0.0150684054621463+0.128845895586448i | -0.01 | 0.492489082442897-561.437553984901i | -0.01 | 0.022669054123898+0.014271121614161i | -0.0125 | 1.21711494593309-1387.51103836372i | -0.0125 | 0.012736093851991-0.062174388310474i | 1.69977134704248-1937.73933562843i | 0.0050349152879705+0.167110872531187i | 0.251374635830226-286.567084846459i | -0.000900655486402966+0.0298931194616918i | 0.0150639021847143+0.128995361183756i | -8.07366861671617-561.703166574109i | -0.00893113675590059+0.076479201569561i | 0.022579742756339+0.0150359136298566i | -41.8136017912866-1391.91021843107i | -0.383527352368561+0.255391932810321i | 0.00794200194738399-0.058981989150345i | -352.192557663582-2470.19861189271i | 40345.034806532-11403.6998811594i | -17160.5326509956-56529.9699795965i | -8779.70170642288+367.628936226587i | -1710.14945063448+209.661261124895i | -8.03415197524183-354.644216247062i | -43.3819132541838-353.854377871554i | 35.347761278942-0.78983837550846i | -27.575454465076-1246.1233919293i | 10898.6701594805-4685.16146056232i | 3061.44606902759+8923.69773865304i | -43.3819132541838-353.854377871554i | -76.0360026318611-1815.88921946304i | 11701.2980621453-3552.10709517363i | 2360.25344776942+8350.31687038866i | 35.347761278942-0.78983837550846i | 83.8083094457272+568.975989158231i | -718.819593219095-564.078376230464i | 13924.5066220678+2637.76866991436i | 0.499130877208425-0.0945521321380749i | 11.4 | 0.094116 | 1.0129 | 14172.1455 | 0.50801 |  | 0.0191834803010191+5.46729188579046i | 11.4 | 0.50801 | 5.4673 | 0.51456 | [120 empty] | 13 Tuned 2840 kvar
[81 empty] | 11.6 | 0.0000337216925089559-0.039117163310389i | 0.0000660669894053015-0.0766377077101499i | 0.000163274929545914-0.189398918273261i | 0.000228022873155798-0.264506532860726i | 0.210544376270491i | 0.210456685984664i | 0.210624275890428i | 0.21060370125676i | 0.005 | 0.01 | 0.0125 | 0.00503372169250896+0.171427212960102i | -0.005 | 0.242781276247266-281.62628044683i | -0.005 | 0.0150660669894053+0.133818978274514i | -0.01 | 0.475653112647706-551.75761067134i | -0.01 | 0.0226632749295459+0.021225357617167i | -0.0125 | 1.17550730182988-1363.58847012266i | -0.0125 | 0.0127280228731558-0.053902831603966i | 1.64166386795771-1904.33008683095i | 0.00503372169250896+0.171427212960102i | 0.242781276247266-281.62628044683i | -0.00085570757980308+0.0291417711338269i | 0.0150617884515063+0.133964687130183i | -7.73122774762644-552.005675490578i | -0.00828782324924601+0.0737147286426309i | 0.0225803966970534+0.0219625049035933i | -39.5795163252222-1367.59349023822i | -0.284466418676703+0.276682256689936i | 0.00917219263969701-0.0504443033953418i | -375.304678889677-2292.55045748861i | 42683.195847642-15200.9864755705i | -23235.7390915645-46380.530931169i | -7687.00431325398+927.920547826336i | -1620.91275167653+175.193985200202i | -6.55565053243103-345.037697103751i | -36.8861083403182-341.27406429062i | 30.3304578078873-3.76363281313067i | -70.1301933773869-1140.93330531416i | 8789.39170826788-5756.83954142461i | 4012.66914763125+9389.12023085515i | -36.8861083403182-341.27406429062i | -195.287083352605-1617.78145291725i | 9768.86574279107-4894.01072093968i | 3201.3840145091+8989.23902698057i | 30.3304578078873-3.76363281313067i | 155.487347783105+473.084514789953i | -823.986686740081-389.744305694981i | 12725.3750119893+2146.30968701263i | 0.550114539947264-0.0927843906323302i | 11.6 | 0.10143 | 1.0115 | 12905.1081 | 0.55788 |  | 0.0191834803010191+5.56320928729556i | 11.6 | 0.55788 | 5.5632 | 0.5643
[81 empty] | 11.8 | 0.0000325882724601201-0.0384541615029418i | 0.0000638464113504398-0.0753387653935188i | 0.000157787094717622-0.186188771766795i | 0.000220358794730336-0.260023377781797i | 0.21417445172343i | 0.214085249536124i | 0.214255728923022i | 0.214234799554291i | 0.005 | 0.01 | 0.0125 | 0.00503258827246012+0.175720290220488i | -0.005 | 0.234621153029622-276.852960574954i | -0.005 | 0.0150638464113504+0.138746484142605i | -0.01 | 0.459665932466201-542.405800310116i | -0.01 | 0.0226577870947176+0.028066957156227i | -0.0125 | 1.13599731747505-1340.47683462057i | -0.0125 | 0.0127203587947303-0.045788578227506i | 1.58648589191459-1872.05335245922i | 0.00503258827246012+0.175720290220488i | 0.234621153029622-276.852960574954i | -0.000814257005506324+0.0284309920810774i | 0.0150597751263229+0.13888863910301i | -7.41134735534566-542.637900284903i | -0.00771629357853727+0.071163447332564i | 0.0225806241589322+0.0287785916295526i | -37.5371744521091-1344.13657093882i | -0.210940516874134+0.268839822607211i | 0.0100836023338036-0.0424280804449159i | -358.547440675239-2155.1196301292i | 46177.919525273-19425.5127530578i | -25023.6010515113-38387.4014504099i | -6792.18645041431+1118.5836243664i | -1547.93080079594+147.599418779884i | -5.39074634378663-336.382151594213i | -31.6120245918786-331.52723056628i | 26.2212782480918-4.85492102793258i | -83.379386586624-1054.19215935712i | 7152.38752599747-5993.53334303511i | 5042.49821639563+10139.5658440156i | -31.6120245918786-331.52723056628i | -239.472254349503-1454.10693113283i | 8224.72067921825-5361.44988357045i | 4161.62083089066+9892.91733333104i | 26.2212782480918-4.85492102793258i | 182.31414601097+395.059850747763i | -890.019007209804-237.023608716901i | 12106.1156094627+2755.45819002916i | 0.565412578608802-0.128692866542208i | 11.8 | 0.10427 | 1.0176 | 12415.7394 | 0.57987 |  | 0.0191834803010191+5.65912668880066i | 11.8 | 0.57987 | 5.6592 | 0.59008 | [120 empty] | Total Filter kvar output: 11507 kvar
[81 empty] | 12 | 0.0000315110497574264-0.0378132597089117i | 0.0000617359342186312-0.0740831210623575i | 0.000152571358264274-0.183085629917129i | 0.000213074717407359-0.255689660888831i | 0.21780452717637i | 0.217713813087584i | 0.217887181955616i | 0.217865897851821i | 0.005 | 0.01 | 0.0125 | 0.00503151104975743+0.179991267467458i | -0.005 | 0.226865625856926-272.238751028311i | -0.005 | 0.0150617359342186+0.143630692025226i | -0.01 | 0.444471430250303-533.365716300364i | -0.01 | 0.0226525713582643+0.034801552038487i | -0.0125 | 1.09844632111338-1318.13558533606i | -0.0125 | 0.0127130747174074-0.03782376303701i | 1.53404375579445-1840.85250695334i | 0.00503151104975743+0.179991267467458i | 0.226865625856926-272.238751028311i | -0.000775936753578993+0.027757434768627i | 0.0150578562504507+0.143769479199069i | -7.1120019095333-533.583253560846i | -0.00720595637365654+0.068801068209215i | 0.0225805117945277+0.0354895627205791i | -35.6639002779107-1321.49124965445i | -0.159521996140097+0.250719112960847i | 0.0107190497656562-0.0346897741249994i | -328.772514611993-2051.39952819671i | 51308.1716405742-25331.5964712167i | -25127.3166756512-33054.1101626033i | -6131.45909554638+1155.03332087513i | -1483.99153036224+127.582356589954i | -4.55067702720114-328.35732842571i | -27.788014853122-323.220073604285i | 23.2373378259207-5.1372548214259i | -84.7454705558119-987.674649825736i | 6056.66473562625-5913.54307654111i | 6467.6288810809+11283.5140234106i | -27.788014853122-323.220073604285i | -251.466708530939-1334.90333948195i | 7202.06691538012-5474.920220564i | 5518.89100922165+11178.300881609i | 23.2373378259207-5.1372548214259i | 189.958575801048+342.091434834784i | -955.443603952818-96.5314211423325i | 12434.9974691241+4053.93896861804i | 0.523352089578016-0.170618243832859i | 12 | 0.098109 | 1.0257 | 13079.1278 | 0.55046 |  | 0.0191834803010191+5.75504409030575i | 12 | 0.55046 | 5.7551 | 0.56462
[81 empty] | 12.2 | 0.0000304863697093349-0.0371933710453886i | 0.0000597283977978809-0.0728686453134145i | 0.000147610024766116-0.180084230214662i | 0.00020614592851074-0.251498032783103i | 0.22143460262931i | 0.221342376639043i | 0.221518634988209i | 0.221496996149351i | 0.005 | 0.01 | 0.0125 | 0.00503048636970934+0.184241231583921i | -0.005 | 0.219488382565988-267.775826730506i | -0.005 | 0.0150597283977979+0.148473731325628i | -0.01 | 0.430018055639489-524.622027880175i | -0.01 | 0.0226476100247661+0.041434404773547i | -0.0125 | 1.06272691354654-1296.52683452678i | -0.0125 | 0.0127061459285107-0.030001036633752i | 1.48415953925572-1810.67463789198i | 0.00503048636970934+0.184241231583921i | 0.219488382565988-267.775826730506i | -0.000740427737869804+0.0271181170762046i | 0.0150560262591086+0.148609321911009i | -6.83139564852926-524.826248641473i | -0.00674812718344218+0.0666068581206077i | 0.0225801287529317+0.0421004733547531i | -33.9403996943636-1299.61341100109i | -0.123669156805571+0.230580175067503i | 0.0111602814684411-0.0271187844454082i | -297.337798404332-1971.26006205148i | 58303.4287422452-34958.0740114444i | -25159.3004293986-29998.5392556311i | -5668.19926796032+1164.69034846879i | -1424.89542356822+113.729108140325i | -3.9670406464782-320.775958107792i | -25.1835598684387-315.521151906151i | 21.2165192219605-5.25480620164235i | -84.1008373862155-937.725594991379i | 5407.04034128767-5822.89199997197i | 8781.35198885021+12859.7294599186i | -25.1835598684387-315.521151906151i | -257.795329778637-1254.61269723402i | 6645.23546754761-5573.25388837864i | 7743.10838470163+12914.034331615i | 21.2165192219605-5.25480620164235i | 194.911011614383+311.632296040999i | -1043.28411464555+61.9941844476662i | 14100.3244521052+5778.33590684746i | 0.437176857645513-0.179155787709456i | 12.2 | 0.083032 | 1.0283 | 15238.383 | 0.47246 |  | 0.0191834803010191+5.85096149181085i | 12.2 | 0.47246 | 5.851 | 0.48582 | [120 empty] | 200 Ohms 9.7 kW | 9.7074
Table of Currents and Voltages* | [80 empty] | 12.4 | 0.0000295108699602457-0.0365934787507047i | 0.0000578172146159914-0.0716933461238295i | 0.000142886814246292-0.177179649665402i | 0.000199549692112138-0.247441618219051i | 0.225064678082249i | 0.224970940190503i | 0.225150088020803i | 0.225128094446882i | 0.005 | 0.01 | 0.0125 | 0.00502951086996025+0.188471199331544i | -0.005 | 0.212465215683132-263.456867447083i | -0.005 | 0.015057817214616+0.153277594066674i | -0.01 | 0.416258381746542-516.160393365714i | -0.01 | 0.0226428868142463+0.047970438355401i | -0.0125 | 1.02872188613925-1275.61513881267i | -0.0125 | 0.0126995496921121-0.022313523772169i | 1.43666955366689-1781.47024654695i | 0.00502951086996025+0.188471199331544i | 0.212465215683132-263.456867447083i | -0.000707451385420961+0.02651037337953i | 0.0150542799576889+0.153410145933572i | -6.56793123486579-516.352408823786i | -0.00633562864144531+0.0645630157800158i | 0.0225795305278318+0.0486160685132012i | -32.3501588060467-1278.46251047513i | -0.0982279962096764+0.211495052466118i | 0.0114716997394911-0.0196698356163425i | -268.24857186656-1906.98893515653i | 66408.3648992537-52367.7683063878i | -26437.6582503171-28688.1345332012i | -5357.57973660833+1240.40041373725i | -1367.74467242134+104.505870604861i | -3.5714048044531-313.510487112881i | -23.5205801253882-307.83101439722i | 19.949175320935-5.67947271566195i | -88.2024374750057-900.334928305323i | 5087.75994079617-5955.73100942735i | 12946.1502330373+14661.1729994478i | -23.5205801253882-307.83101439722i | -279.054047291158-1205.29975049036i | 6459.13601530289-5952.4410821228i | 11789.4558892529+14950.3886451022i | 19.949175320935-5.67947271566195i | 210.800785137088+299.285349469384i | -1160.57528936964+295.995422164833i | 17942.136331554+7491.59657460224i | 0.341693968159727-0.142671603543988i | 12.4 | 0.063673 | 1.0226 | 19443.3607 | 0.37028 |  | 0.0191834803010191+5.94687889331594i | 12.4 | 0.37028 | 5.9469 | 0.37866 | [120 empty] | 100 Ohms 7 kW | 6.9881
[81 empty] | 12.6 | 0.0000285814528724431-0.0360126306192784i | 0.0000559963158317258-0.0705553579479743i | 0.000138386728448717-0.174367277845384i | 0.00019326506228033-0.243513978473216i | 0.228694753535188i | 0.228599503741963i | 0.228781541053396i | 0.228759192744412i | 0.005 | 0.01 | 0.0125 | 0.00502858145287244+0.19268212291591i | -0.005 | 0.205773823586403-259.275017718869i | -0.005 | 0.0150559963158317+0.158044145793989i | -0.01 | 0.403148715597855-507.967381653296i | -0.01 | 0.0226383867284487+0.054414263208012i | -0.0125 | 0.996323258079066-1255.36730517963i | -0.0125 | 0.0126932650622803-0.014754785728804i | 1.39142299758425-1753.19297695616i | 0.00502858145287244+0.19268212291591i | 0.205773823586403-259.275017718869i | -0.000676763539196722+0.0259318133089047i | 0.0150526124981357+0.158173804860534i | -6.32018337932969-508.14818562029i | -0.00596248535868379+0.0626541735346637i | 0.0225787618748619+0.0550408049433586i | -30.8789653459625-1258.00114543021i | -0.0797432445166879+0.194392074787777i | 0.0116964745058217-0.0123248847939568i | -242.562582027838-1853.49371627665i | 69297.7333678074-85445.1600384929i | -30844.4631744217-27829.7618012884i | -5115.08924580439+1503.21577597959i | -1309.14701402111+97.5000676105505i | -3.26804277294268-306.42363225473i | -22.297753931859-299.395053712885i | 19.0297111589164-7.0285785418452i | -105.370352278769-868.948508872212i | 4857.86459598365-6629.78111581654i | 20795.0894544964+15138.2873387912i | -22.297753931859-299.395053712885i | -343.634380406024-1169.30686318674i | 6366.93579204769-7056.64381800892i | 19546.3658343227+15852.4935442371i | 19.0297111589164-7.0285785418452i | 257.293739286173+293.32977577268i | -1251.77745677786+720.192477965056i | 25544.3156554283+7333.13408184772i | 0.26038678311507-0.0747505323485948i | 12.6 | 0.045343 | 1.0114 | 26576.0591 | 0.2709 |  | 0.0191834803010191+6.04279629482104i | 12.6 | 0.2709 | 6.0428 | 0.274 | [120 empty] | 80 Ohms 2.8 kW | 2.753
|  |  | IL1 |  | IL2 | IL3 |  | IL4 |  | IC1 | VC1 |  | IC2 |  | VC2 |  | IC3 |  | VC3 |  | IC4 |  | VC4 |  | IR12 |  | IR23 |  | IR34 | Vfilter |  |  | Ifilter | [47 empty] | 12.8 | 0.0000276952609048356-0.0354499339581897i | 0.000054260102997229-0.0694529318364533i | 0.000134095931625965-0.171642792481235i | 0.000187272716594604-0.239709077241093i | 0.232324828988128i | 0.232228067293422i | 0.23241299408599i | 0.232390291041942i | 0.005 | 0.01 | 0.0125 | 0.00502769526090484+0.196874895029938i | -0.005 | 0.199393633243386-255.223850551536i | -0.005 | 0.0150542601029972+0.162775135456969i | -0.01 | 0.390648750844186-500.03040108056i | -0.01 | 0.022634095931626+0.060770201604755i | -0.0125 | 0.965431418101912-1235.75221517045i | -0.0125 | 0.0126872727165946-0.007318786199151i | 1.34828075812196-1725.7993703961i | 0.00502769526090484+0.196874895029938i | 0.199393633243386-255.223850551536i | -0.000648149413433111+0.0253802868136432i | 0.01505101935593+0.162902036891037i | -6.08687654096977-500.20088493719i | -0.0056236887145005+0.0608669967640649i | 0.022577859044481+0.0613788715723956i | -29.5145249256624-1238.19469934733i | -0.0659843233073967+0.179381193677269i | 0.0118624686752521-0.00507652127818514i | -220.25872334966-1807.51282432993i | 39420.3580227787-135502.531727398i | -39629.9873691843-22124.8808315633i | -4617.5373970804+2043.48645262975i | -1246.63364025068+84.4221367303246i | -2.75883969453639-299.419268861583i | -19.613358478685-289.623947282087i | 16.8545187841486-9.79532157949715i | -141.284928497606-820.842790957649i | 3803.85598073877-8034.98705670609i | 32475.1527674286+7748.99420297974i | -19.613358478685-289.623947282087i | -474.554909434498-1072.32178537908i | 5142.10979785935-9210.52402006209i | 31489.47278505+9160.9084738911i | 16.8545187841486-9.79532157949715i | 350.124499721039+241.68367284193i | -988.129317399538+1417.22063619794i | 36134.9649799752-1406.25491354558i | 0.198939462933638+0.00774207467486353i | 12.8 | 0.032371 | 0.99812 | 36162.3181 | 0.19909 |  | 0.0191834803010191+6.13871369632614i | 12.8 | 0.19909 | 6.1387 | 0.19872
Harm # |  |  | amps |  | amps | amps |  | amps |  | amps | volts |  | amps |  | volts |  | amps |  | volts |  | amps |  | volts |  | amps |  | amps |  | amps | % |  |  | amps | [25 empty] | Resistor Calculation Losses - Harmonic Only |  |  |  | Reactor Harmonic Loss Calculation | [17 empty] | 13 | 0.0000268496546225379-0.0349045510092993i | 0.0000526034049747684-0.0683844264671988i | 0.000130001644065247-0.169002137284822i | 0.000181554807447637-0.236021249681929i | 0.235954904441068i | 0.235856630844882i | 0.236044447118584i | 0.236021389339473i | 0.005 | 0.01 | 0.0125 | 0.00502684965462254+0.201050353431769i | -0.005 | 0.193305641889915-251.29733445689i | -0.005 | 0.0150526034049748+0.167472204377683i | -0.01 | 0.378721257580244-492.337634854316i | -0.01 | 0.0226300016440652+0.067042309833762i | -0.0125 | 0.935954357926169-1216.74066530403i | -0.0125 | 0.0126815548074476+1.39657544001581E-07i | 1.30711434039847-1699.24864251802i | 0.00502684965462254+0.201050353431769i | 0.193305641889915-251.29733445689i | -0.00062141939790428+0.0248538544340837i | 0.0150494963079853+0.167596473649853i | -5.86686598880896-492.498600282874i | -0.00531501380570439+0.0591898594482323i | 0.0225768515060082+0.0676342084282443i | -28.246151044995-1219.01104319054i | -0.0555084721159975+0.166288535477485i | 0.0119876989059976+0.00207874635101256i | -200.970955552531-1766.9436962899i | -41088.7444480697-140271.342472532i | -41948.3264779513-5991.13511622288i | -3495.78092011323+2224.0347938125i | -1196.01395833067+56.0726027728363i | -1.73177082011381-293.045170203295i | -13.2306056290266-282.205359248097i | 11.4988348089128-10.8398109551983i | -151.526732580939-731.511599934175i | 1018.90394516966-8305.31863818435i | 33115.7845183558-11371.5985184398i | -13.2306056290266-282.205359248097i | -524.553353350408-824.503109989728i | 1414.17417612156-9901.66953103787i | 33107.03713488-9697.82255084797i | 11.4988348089128-10.8398109551983i | 384.525455578381+82.1516991003538i | -10.7447753735199+1678.50259195386i | 33981.4299601244-20701.4739267616i | 0.154520957392862+0.0941341071979677i | 13 | 0.028579 | 0.98476 | 39790.5592 | 0.18094 |  | 0.0191834803010191+6.23463109783123i | 13 | 0.18094 | 6.2347 | 0.17818
1 |  |  | 136.0974 |  | 133.3605 | 131.8235 |  | 131.9105 |  | 136.1182 | 7499.5394 |  | 133.3419 |  | 7349.5486 |  | 131.8137 |  | 7259.5542 |  | 131.492 |  | 7259.5542 |  | 0.74985 |  | 0.90013 |  | 0.30821 | 100% |  |  | 532.7642 | [47 empty] | 13.2 | 0.0000260421930208624-0.0343756947875384i | 0.000051021439387812-0.0673482999919119i | 0.0001260920468204-0.166441501802928i | 0.000176094828998213-0.232445174277641i | 0.239584979894007i | 0.239485194396342i | 0.239675900151177i | 0.239652487637003i | 0.005 | 0.01 | 0.0125 | 0.00502604219302086+0.205209285106469i | -0.005 | 0.187492275371512-247.489803490396i | -0.005 | 0.0150510214393878+0.17213689440443i | -0.01 | 0.367331804809493-484.877982348531i | -0.01 | 0.0226260920468204+0.073234398348249i | -0.0125 | 0.907806986365128-1198.30522200197i | -0.0125 | 0.0126760948289982+0.00720731335936201i | 1.26780490965499-1673.50248074459i | 0.00502604219302086+0.205209285106469i | 0.187492275371512-247.489803490396i | -0.000596405550847774+0.0243507618962986i | 0.0150480394116336+0.172258648213911i | -5.6591216503131-485.030152220866i | -0.0050328757244792+0.0576125796332746i | 0.0225757632895756+0.0738105241445818i | -27.0645129389746-1200.42028188399i | -0.0473671054079862+0.154864791614354i | 0.0120840060113984+0.00914312325454144i | -184.264483396859-1730.40331784587i | -78599.2138114953-83727.2852481996i | -31664.2101832564+3992.80421253772i | -2726.55827664518+1632.8461298995i | -1167.15577819295+36.9336354195487i | -1.051731807144-287.612556123932i | -8.84874429940516-279.632993651532i | 7.79701249226115-7.97956247239975i | -109.462966264445-668.590357269307i | -659.667917480512-6469.04737916244i | 19477.1121313367-19928.7664912649i | -8.84874429940516-279.632993651532i | -391.042472838296-652.970338915326i | -956.97894376739-7589.14807824804i | 20065.452192824-18836.4971162375i | 7.79701249226115-7.97956247239975i | 289.376519066112-23.5995808263822i | 586.687545352986+1096.50111825922i | 18706.9295157846-27354.0167838206i | 0.122639474062513+0.179328319435548i | 13.2 | 0.033365 | 0.97223 | 33138.9717 | 0.21725 |  | 0.0191834803010191+6.33054849933633i | 13.2 | 0.21725 | 6.3306 | 0.21122 | [120 empty] | 5.85 mH 2.2 Ohms
2 |  |  | 1.3705 |  | 1.2538 | 1.1919 |  | 1.184 |  | 1.3709 | 37.7654 |  | 1.2535 |  | 34.5462 |  | 1.1915 |  | 32.8105 |  | 1.18 |  | 32.4973 |  | 0.016104 |  | 0.017358 |  | 0.0039175 | 0.4407% |  |  | 5 | [25 empty] | 0.051865 | 0.03013 | 0.0012278 |  | 0.99347 | 0.84872 | 0.77595 | 0.76748 | [14 empty] | 13.4 | 0.0000252706158894675-0.0338626252918865i | 0.000049509778069161-0.0663431026126756i | 0.000122356196321963-0.16395730307143i | 0.000170877497919256-0.228975847211804i | 0.243215055346946i | 0.243113757947801i | 0.243307353183771i | 0.243283585934534i | 0.005 | 0.01 | 0.0125 | 0.00502527061588947+0.20935243005506i | -0.005 | 0.181937261173055-243.795929971894i | -0.005 | 0.0150495097780692+0.176770655335125i | -0.01 | 0.356448511685987-477.641005659221i | -0.01 | 0.022622356196322+0.079350050112341i | -0.0125 | 0.880910514557295-1180.42008950677i | -0.0125 | 0.0126708774979193+0.01430773872273i | 1.23024243269399-1648.52485980995i | 0.00502527061588947+0.20935243005506i | 0.181937261173055-243.795929971894i | -0.000572958653656029+0.0238694183124572i | 0.0150466449848009+0.176890002426687i | -5.46271428115946-477.785033383618i | -0.00477421578118752+0.0561262023509464i | 0.0225746140385101+0.0799113121358505i | -25.9614291261146-1182.39453694604i | -0.0409231381222081+0.144862794043062i | 0.0121593382713917+0.0161185236482683i | -169.732660255157-1696.95896533351i | -72159.5844177609-43904.773889107i | -23100.9568120327+5086.40190646858i | -2509.04249399903+1123.40781285739i | -1138.45504515784+31.727506201539i | -0.863669932622055-282.347808351354i | -7.71660717682788-276.889406818074i | 6.85293724420595-5.45840153327925i | -74.0496891555493-644.154288969658i | -830.245283200493-4968.61301956747i | 10066.6934895699-18163.8244984096i | -7.71660717682788-276.889406818074i | -273.11589509168-609.982749566827i | -1237.55898509176-5620.63265794828i | 10681.3108313868-17555.2424566986i | 6.85293724420595-5.45840153327925i | 205.919143180337-39.6299409361119i | 613.232845071603+612.389697444695i | 9161.53484728123-24058.9396152981i | 0.0995207519923015+0.261349632192076i | 13.4 | 0.041809 | 0.96077 | 25744.2478 | 0.27966 |  | 0.0191834803010191+6.42646590084142i | 13.4 | 0.27966 | 6.4265 | 0.26869 | [120 empty] | 2.98 mH 1.1 Ohms
3 |  |  | 0.94988 |  | 0.74664 | 0.65845 |  | 0.64566 |  | 0.95059 | 17.4577 |  | 0.74566 |  | 13.6998 |  | 0.65797 |  | 12.0791 |  | 0.64333 |  | 11.8114 |  | 0.018816 |  | 0.016207 |  | 0.0033509 | 0.1553% |  |  | 3 | [25 empty] | 0.070811 | 0.026268 | 0.00089829 |  | 0.4772 | 0.30099 | 0.23679 | 0.22825 | [14 empty] | 13.6 | 0.0000245328279784363-0.0333646460506734i | 0.0000480643160393852-0.065367469813564i | 0.000118783947711918-0.161546168888209i | 0.000165888646330379-0.225608559009315i | 0.246845130799886i | 0.246742321499262i | 0.246938806216364i | 0.246914684232064i | 0.005 | 0.01 | 0.0125 | 0.00502453282797844+0.213480484749213i | -0.005 | 0.176625514421542-240.210699613298i | -0.005 | 0.0150480643160394+0.181374851685698i | -0.01 | 0.346041824172816-470.616880875031i | -0.01 | 0.0226187839477119+0.085392637328155i | -0.0125 | 0.855191904010422-1163.06098945418i | -0.0125 | 0.0126658886463304+0.021306125222749i | 1.19432490704091-1624.28187357563i | 0.00502453282797844+0.213480484749213i | 0.176625514421542-240.210699613298i | -0.000550945726245357+0.0234083774026584i | 0.0150453095874082+0.181491893572711i | -5.27680357745955-470.753358450082i | -0.00453641073554069+0.0547228204001806i | 0.0225734198403565+0.0859398655321568i | -24.9296973316334-1164.90775846879i | -0.0357390618867649+0.136063130642836i | 0.0122191503727458+0.0230069143557844i | -157.024830690267-1665.96494234358i | -59307.2442685453-24673.4219305482i | -18228.0851466406+4128.46854705406i | -2435.25756188371+831.54375729617i | -1106.44568497489+30.1680485503461i | -0.802776505843314-277.127608374325i | -7.44683589038749-273.120729830596i | 6.6440593845441-4.00687854372912i | -53.8928206404505-629.843473621669i | -663.917881335097-4108.22870685405i | 5577.56789095615-15000.4107512512i | -7.44683589038749-273.120729830596i | -205.177037103476-600.881104267819i | -1019.47909451134-4501.22158572167i | 6092.23018490579-14643.8294912417i | 6.6440593845441-4.00687854372912i | 157.928275847569-32.9692478975789i | 513.489489023809+360.023630970029i | 4858.95441247476-20015.6105401012i | 0.0824599511119935+0.339679306802309i | 13.6 | 0.050933 | 0.9504 | 20596.944 | 0.34954 |  | 0.0191834803010191+6.52238330234652i | 13.6 | 0.34954 | 6.5224 | 0.33221 | [120 empty] | 1.21 mH 0.5 Ohms
4 |  |  | 1.2686 |  | 0.69432 | 0.53118 |  | 0.51143 |  | 1.2714 | 17.5123 |  | 0.68723 |  | 9.4698 |  | 0.53118 |  | 7.3136 |  | 0.50936 |  | 7.0138 |  | 0.040481 |  | 0.02157 |  | 0.0037672 | 0.08816% |  |  | 3 | [25 empty] | 0.32774 | 0.046526 | 0.0011354 |  | 0.85122 | 0.26028 | 0.1541 | 0.14321 | [14 empty] | 13.8 | 0.0000238268847589051-0.0328811009672891i | 0.0000466812436092837-0.0644201161808114i | 0.000115365885898985-0.159204922540599i | 0.000161115125512597-0.222338873207383i | 0.250475206252826i | 0.250370885050721i | 0.250570259248958i | 0.250545782529594i | 0.005 | 0.01 | 0.0125 | 0.00502382688475891+0.217594105285537i | -0.005 | 0.171543035368916-236.729388809104i | -0.005 | 0.0150466812436093+0.18595076886991i | -0.01 | 0.336084314192163-463.796353585184i | -0.01 | 0.022615365885899+0.091365336708359i | -0.0125 | 0.830583370230111-1146.20505091755i | -0.0125 | 0.0126611151255126+0.028206909322211i | 1.15995766773267-1600.74158147108i | 0.00502382688475891+0.217594105285537i | 0.171543035368916-236.729388809104i | -0.000530247922101331+0.022966321259832i | 0.0150440300039988+0.186065600476209i | -5.10062792050335-463.925818564161i | -0.00431719985771755+0.0533954255401313i | 0.0225721938873218+0.0918992909637603i | -23.9629535611897-1147.93556119711i | -0.031507865974287+0.128279535311121i | 0.012267266800834+0.0298104035136i | -145.84852372572-1636.96260344321i | -48681.9743020067-15140.5613554486i | -15317.0222476282+3120.25080258199i | -2378.87322001429+658.278639284761i | -1073.48560081266+29.0900216926006i | -0.759391087345208-272.02747036095i | -7.28632918335332-268.88152727299i | 6.52693809600815-3.1459430879608i | -41.9592533475795-617.074372063448i | -494.161642121145-3585.11036190189i | 3375.33871156529-12422.1975198469i | -7.28632918335332-268.88152727299i | -164.81380552771-595.600593518436i | -781.842052524738-3837.99023551025i | 3793.4037927382-12197.0633465819i | 6.52693809600815-3.1459430879608i | 129.381490276139-24.6197216329723i | 417.061900679731+228.260151975383i | 2838.45842500922-16896.4097241732i | 0.0696166185893318+0.414404840646211i | 13.8 | 0.059746 | 0.941 | 17133.1698 | 0.42021 |  | 0.0191834803010191+6.61830070385161i | 13.8 | 0.42021 | 6.6183 | 0.39542 | [120 empty] | 0.86 mH 0.3 Ohms
5 |  |  | 108.2108 |  | 24.112 | 8.0372 |  | 7.166 |  | 109.0402 | 1201.5203 |  | 18.3472 |  | 202.2535 |  | 7.7145 |  | 84.9741 |  | 7.132 |  | 78.5654 |  | 5.8552 |  | 1.1811 |  | 0.08771 | 0.9291% |  |  | 120 | [25 empty] | 6856.6356 | 139.4998 | 0.61544 |  | 6193.0623 | 313.8944 | 35.2805 | 28.1159 | [14 empty] | 14 | 0.0000231509795973286-0.0324113714362601i | 0.000045357021251909-0.0634998297526728i | 0.000112093263458494-0.156930568841892i | 0.000156544719181937-0.219162606854711i | 0.254105281705765i | 0.253999448602181i | 0.254201712281551i | 0.254176880827125i | 0.005 | 0.01 | 0.0125 | 0.00502315097959733+0.221693910269505i | -0.005 | 0.166676817052439-233.347543873416i | -0.005 | 0.0150453570212519+0.190499618849508i | -0.01 | 0.326550498714983-457.170698200977i | -0.01 | 0.0226120932634585+0.097271143439659i | -0.0125 | 0.807021935626351-1129.83070987689i | -0.0125 | 0.0126565447191819+0.035014273972414i | 1.12705276292602-1577.87386809643i | 0.00502315097959733+0.221693910269505i | 0.166676817052439-233.347543873416i | -0.000510758737736988+0.0225420462640178i | 0.0150428032275632+0.190612329080828i | -4.9334954992338-457.293639734461i | -0.00411462591748238+0.0521377842655398i | 0.0225709470042837+0.0977925212823144i | -23.0555546872973-1131.45508061483i | -0.0280097034612449+0.121356871792985i | 0.0123064234259163+0.0365312348698263i | -135.963063398277-1609.61802889907i | -40696.7702923856-9987.85355018049i | -13388.4494031062+2347.57421513165i | -2318.94880522541+545.266402544321i | -1040.90220248202+27.9640441339849i | -0.71557829858164-267.085259181897i | -7.10581131229868-264.498747389845i | 6.39023301371695-2.58651179205168i | -34.1925926224611-604.448284197763i | -366.098380057299-3231.15083787222i | 2196.4619381806-10495.5205902138i | -7.10581131229868-264.498747389845i | -138.497365587552-589.011717863941i | -596.757385194484-3403.36676306451i | 2538.681461543-10344.1781326566i | 6.39023301371695-2.58651179205168i | 110.695005978808-18.0230781258733i | 341.354011115993+154.192847066401i | 1795.45538720226-14598.2049714657i | 0.0597532027059836+0.485831899261345i | 14 | 0.067981 | 0.93247 | 14708.2034 | 0.48949 |  | 0.0191834803010191+6.71421810535671i | 14 | 0.48949 | 6.7142 | 0.45644
7 |  |  | 14.9645 |  | 91.8848 | 30.0693 |  | 15.3048 |  | 18.5843 | 146.2722 |  | 92.3228 |  | 726.953 |  | 22.9461 |  | 180.5346 |  | 15.2365 |  | 119.8892 |  | 3.6912 |  | 7.215 |  | 0.76681 | 1.18% |  |  | 100 | [25 empty] | 2725.0337 | 5205.5719 | 47.0401 |  | 118.4373 | 4558.3318 | 493.821 | 128.2468 | [14 empty] | 14.2 | 0.0000225034321852368-0.0319548737030363i | 0.0000440883569343417-0.0626054668467651i | 0.000108957944611172-0.154720281347865i | 0.000152166065252554-0.216075812658626i | 0.257735357158704i | 0.25762801215364i | 0.257833165314145i | 0.257807979124655i | 0.005 | 0.01 | 0.0125 | 0.00502250343218524+0.225780483455668i | -0.005 | 0.162014761994067-230.060962031575i | -0.005 | 0.0150440883569343+0.195022545306875i | -0.01 | 0.317416676559806-450.731680714924i | -0.01 | 0.0226089579446112+0.10311288396628i | -0.0125 | 0.784449026185558-1113.9176171835i | -0.0125 | 0.0126521660652526+0.041732166466029i | 1.09552839062655-1555.6503146897i | 0.00502250343218524+0.225780483455668i | 0.162014761994067-230.060962031575i | -0.000492382483703428+0.022134450820533i | 0.0150416264445158+0.195133217560978i | -4.77477660002169-450.848544810594i | -0.00392698713543937+0.0509443335722675i | 0.0225696880732568+0.103622327302003i | -22.2024801174996-1115.44484580716i | -0.0250841703944511+0.11516686036051i | 0.012338613935322+0.0431717522205354i | -127.171189027619-1583.68235653597i | -34691.4761407679-6969.22238371959i | -11994.3672871468+1786.64973457454i | -2254.77496034791+465.338336222091i | -1009.24885849345+26.7645107829686i | -0.670530236554113-262.31198413302i | -6.8981607458264-260.119115005824i | 6.2276305092723-2.19286912719561i | -28.7158977810627-591.913435744563i | -274.339618970757-2969.88416812329i | 1512.25478397367-9050.57873498545i | -6.8981607458264-260.119115005824i | -119.884190539779-580.893190888235i | -460.657556373031-3092.54568358549i | 1796.72113881706-8943.73935670256i | 6.2276305092723-2.19286912719561i | 97.3959232679889-13.2131139835245i | 283.713860670264+109.448401478677i | 1208.5287369853-12874.6883229863i | 0.0520330659409035+0.554318226763585i | 14.2 | 0.075597 | 0.92469 | 12931.2854 | 0.55676 |  | 0.0191834803010191+6.81013550686181i | 14.2 | 0.55676 | 6.8102 | 0.51483 | [120 empty] | 55.1 Ohms 48.2 uF
11 |  |  | 2.1095 |  | 7.9001 | 74.2012 |  | 43.9486 |  | 2.2035 | 11.0366 |  | 11.6262 |  | 58.2561 |  | 75.5662 |  | 378.3421 |  | 39.4547 |  | 197.5596 |  | 0.24064 |  | 3.8189 |  | 4.627 | 0.558% |  |  | 90 | [25 empty] | 11.5816 | 1458.3949 | 1712.713 |  | 2.3536 | 33.6962 | 3007.0848 | 1057.5071 | [14 empty] | 14.4 | 0.0000218826780859691-0.0315110564437956i | 0.0000428721856378169-0.0617359473184566i | 0.000105952354610126-0.152571390638582i | 0.000147968585152744-0.213074762619951i | 0.261365432611644i | 0.2612565757051i | 0.261464618346739i | 0.261439077422186i | 0.005 | 0.01 | 0.0125 | 0.00502188267808597+0.229854376167848i | -0.005 | 0.157545606941547-226.865673995828i | -0.005 | 0.0150428721856378+0.199520628386643i | -0.01 | 0.308660780946703-444.471524563254i | -0.01 | 0.0226059523546101+0.108893227708157i | -0.0125 | 0.762810107079224-1098.44655419409i | -0.0125 | 0.0126479685851527+0.048364314802235i | 1.06530838979522-1534.04408130512i | 0.00502188267808597+0.229854376167848i | 0.157545606941547-226.865673995828i | -0.000475032974123621+0.0217425246517225i | 0.0150404970207672+0.199629341009902i | -4.62389688917901-444.582718678341i | -0.00375279782349072+0.0498100930715542i | 0.0225684243763752+0.109391328638873i | -21.3992490384753-1099.8846665187i | -0.0226122078332399+0.109603551275197i | 0.0123653159872372+0.049734359193175i | -119.311086015202-1558.96598977895i | -30082.7244319088-5080.41747076546i | -10919.8805906264+1380.26301542773i | -2188.43498940705+405.288884128062i | -978.739109252612+25.5358042723828i | -0.625697129965302-257.707336103022i | -6.6741765307376-255.808570703744i | 6.0484794007722-1.8987653992784i | -24.6184094272172-579.594007399432i | -208.668850543094-2764.65416362968i | 1088.02535315513-7943.16170641035i | -6.6741765307376-255.808570703744i | -105.884386038639-571.743031485713i | -360.889942546931-2855.16241102009i | 1328.21965647648-7864.79972182409i | 6.0484794007722-1.8987653992784i | 87.3144560121935-9.74974131299668i | 239.53554801603+80.7585060774149i | 854.112396054853-11545.1172135425i | 0.0458832003255719+0.620207514067223i | 14.4 | 0.082628 | 0.91756 | 11576.6679 | 0.6219 |  | 0.0191834803010191+6.9060529083669i | 14.4 | 0.6219 | 6.9061 | 0.57063 | [120 empty] | 55.12 Ohms 48.1 uF
13 |  |  | 0.58919 |  | 1.5019 | 16.8233 |  | 70.3963 |  | 0.568 | 2.4073 |  | 1.9647 |  | 8.3302 |  | 20.1096 |  | 85.1941 |  | 69.3595 |  | 293.8696 |  | 0.031772 |  | 0.79055 |  | 3.3747 | 0.2011% |  |  | 80 | [25 empty] | 0.20189 | 62.4962 | 911.1119 |  | 0.1836 | 1.2179 | 154.5767 | 2713.2639 | [14 empty] | 14.6 | 0.000021287259276827-0.0310793985441675i | 0.0000417056508280693-0.0608902502089812i | 0.000103069433947494-0.150481373563341i | 0.000143942419871878-0.210155933012942i | 0.264995508064583i | 0.26488513925656i | 0.265096071379332i | 0.265070175719716i | 0.005 | 0.01 | 0.0125 | 0.00502128725927683+0.233916109520415i | -0.005 | 0.153258854776104-223.757927973113i | -0.005 | 0.0150417056508281+0.203994889047579i | -0.01 | 0.30026224609196-438.382879294262i | -0.01 | 0.0226030694339475+0.114614697815991i | -0.0125 | 0.742054352972056-1083.3993553392i | -0.0125 | 0.0126439424198719+0.054914242706774i | 1.03632177991461-1513.02979867533i | 0.00502128725927683+0.233916109520415i | 0.153258854776104-223.757927973113i | -0.000458632399555401+0.0213653394168615i | 0.0150394124888303+0.204101715744663i | -4.48033154279093-438.488776357139i | -0.00359075595907393+0.0487305905474478i | 0.0225671618743568+0.115102003721465i | -20.641850444525-1084.75553232396i | -0.0205040477762904+0.104579255317587i | 0.0123876418226683+0.0562214833982438i | -112.249560895106-1535.32147430965i | -26463.6042370545-3834.33656852082i | -10052.8964493645+1082.27101093914i | -2121.74827208577+358.152053295449i | -949.439820096356+24.3167195505039i | -0.582279191802621-253.266464171904i | -6.44382145174976-251.59728750318i | 5.86154225994705-1.66917666872472i | -21.4192169993476-567.591599426516i | -161.083427594367-2596.28457039007i | 810.654136055463-7073.96131431448i | -6.44382145174976-251.59728750318i | -94.8691565121879-562.019586518805i | -286.905793167704-2664.98335470976i | 1016.36826798635-7014.71222529306i | 5.86154225994705-1.66917666872472i | 79.3114817727873-7.24118957643691i | 205.133847346125+61.4575947432495i | 627.569212269946-10491.103948303i | 0.0409047552524115+0.683806711582836i | 14.6 | 0.089127 | 0.91101 | 10509.8575 | 0.68503 |  | 0.0191834803010191+7.001970309872i | 14.6 | 0.68503 | 7.002 | 0.62407 | [120 empty] | 55.07 Ohms 48.2 uF
17 |  |  | 2.7312 |  | 5.8899 | 20.8582 |  | 40.5335 |  | 2.7242 | 8.8288 |  | 5.9206 |  | 19.1962 |  | 20.962 |  | 67.9099 |  | 40.4775 |  | 131.1466 |  | 0.052026 |  | 0.48769 |  | 0.79503 | 1.299% |  |  | 70 | [25 empty] | 0.54134 | 23.7844 | 50.5661 |  | 3.9452 | 18.7299 | 237.6175 | 899.5419 | [14 empty] | 14.8 | 0.00002071581557977-0.0306594070580596i | 0.0000405860876664879-0.0600674097464023i | 0.000100302596863274-0.148447843357646i | 0.000140078372015588-0.20731599058307i | 0.268625583517523i | 0.268513702808019i | 0.268727524411926i | 0.268701274017246i | 0.005 | 0.01 | 0.0125 | 0.00502071581557977+0.237966176459463i | -0.005 | 0.149144712817242-220.734174969518i | -0.005 | 0.0150405860876665+0.208446293061617i | -0.01 | 0.292201886335819-432.458791777013i | -0.01 | 0.0226003025968633+0.12027968105428i | -0.0125 | 0.722134349303889-1068.75883696976i | -0.0125 | 0.0126400783720156+0.061385283434176i | 1.00850234381183-1492.5834688415i | 0.00502071581557977+0.237966176459463i | 0.149144712817242-220.734174969518i | -0.000443110354266606+0.0210020404714434i | 0.0150383705358952+0.208551303263974i | -4.34360010223813-432.559733718777i | -0.00343971632748314+0.0477017986252376i | 0.0225659054335885+0.120756699040532i | -19.9266837141273-1070.03952221106i | -0.0186910299565582+0.100021117515724i | 0.0124064404975586+0.0626355474031225i | -105.876453449953-1512.63190096425i | -23560.2102951609-2976.29543312069i | -9329.97691486951+860.324408257121i | -2055.93525859718+319.947427755364i | -921.351855089124+23.1322191729491i | -0.54098885584835-248.98275574118i | -6.21390587338869-247.498679698268i | 5.6729170175403-1.48407604291207i | -18.842768985311-555.966482781598i | -126.055347731173-2453.86008133105i | 621.342414231586-6376.57488990931i | -6.21390587338869-247.498679698268i | -85.9102685304939-552.046789019491i | -231.192848422091-2507.2215991533i | 799.73437473124-6330.65852242397i | 5.6729170175403-1.48407604291207i | 72.7404165627233-5.40376980501757i | 177.877917253643+47.9577480172226i | 475.903308659254-9635.38420976314i | 0.0368152970558967+0.745381520732634i | 14.8 | 0.095148 | 0.90495 | 9647.1298 | 0.74629 |  | 0.0191834803010191+7.09788771137709i | 14.8 | 0.74629 | 7.0979 | 0.67535 | [120 empty] | 55.08 Ohms 48.2 uF
19 |  |  | 2.7622 |  | 5.8307 | 18.7447 |  | 32.6649 |  | 2.7578 | 7.997 |  | 5.8534 |  | 16.9806 |  | 18.7814 |  | 54.4408 |  | 32.6433 |  | 94.6309 |  | 0.045004 |  | 0.37498 |  | 0.50361 | 1.495% |  |  | 60 | [25 empty] | 0.40508 | 14.061 | 20.2902 |  | 4.0354 | 18.3552 | 191.9028 | 584.1918 | [14 empty] | 15 | 0.0000201670768865185-0.0302506153297779i | 0.0000395110077776691-0.0592665116665037i | 0.0000976456937005414-0.146468540550812i | 0.000136367853232649-0.204551779848974i | 0.272255658970462i | 0.272142266359479i | 0.27235897744452i | 0.272332372314777i | 0.005 | 0.01 | 0.0125 | 0.00502016707688652+0.242005043640684i | -0.005 | 0.145194036846916-217.791055270375i | -0.005 | 0.0150395110077777+0.212875754692975i | -0.01 | 0.284461786475591-426.692679713388i | -0.01 | 0.0225976456937005+0.125890436893708i | -0.0125 | 0.703005821263895-1054.50873189584i | -0.0125 | 0.0126363678532327+0.067780592465803i | 0.981788249155336-1472.68237373301i | 0.00502016707688652+0.242005043640684i | 0.145194036846916-217.791055270375i | -0.000428402994059033+0.02065183960717i | 0.0150373689928074+0.212979013891011i | -4.21326195328439-426.788980577506i | -0.00329866816241088+0.0467200806683656i | 0.0225646590120764+0.126357637700392i | -19.2505079327519-1055.7197231798i | -0.0171199458691399+0.0958683185252368i | 0.0124223685298685+0.0689789464473685i | -100.100155326273-1490.8029021276i | -21186.6453255408-2364.31794364455i | -8712.54879475324+692.383012333385i | -1991.74299253466+288.235795920481i | -894.445417187001+21.9964650749009i | -0.502174217249601-244.849023123584i | -5.9886620939879-243.517826469357i | 5.4864878767383-1.3311966542279i | -16.7195726022804-544.747727503894i | -99.8585806264184-2330.69064656063i | 487.49640909076-5806.12596713898i | -5.9886620939879-243.517826469357i | -78.441142747728-542.037451993993i | -188.576729239077-2372.94088067448i | 643.880314499116-5769.80938289631i | 5.4864878767383-1.3311966542279i | 67.2080580221858-4.04147216412904i | 155.926206634845+38.2087619497241i | 370.416081644812-8926.41336432709i | 0.0334113844635348+0.805158964674623i | 15 | 0.10074 | 0.89933 | 8934.0956 | 0.80585 |  | 0.0191834803010191+7.19380511288219i | 15 | 0.80585 | 7.1938 | 0.72472
23 |  |  | 1.6211 |  | 3.3356 | 9.6982 |  | 15.3453 |  | 1.6198 | 3.8802 |  | 3.3432 |  | 8.0117 |  | 9.7033 |  | 23.235 |  | 15.3421 |  | 36.7408 |  | 0.020675 |  | 0.15234 |  | 0.16896 | 1.087% |  |  | 30 | [25 empty] | 0.085487 | 2.3207 | 2.2837 |  | 1.39 | 6.007 | 51.3693 | 128.927 | [14 empty] | 15.2 | 0.0000196398560949998-0.0298525812643998i | 0.0000384780854106118-0.0584866898241301i | 0.0000950929767048716-0.144541324591405i | 0.000132802836451904-0.201860311406894i | 0.275885734423402i | 0.275770829910939i | 0.275990430477113i | 0.275963470612307i | 0.005 | 0.01 | 0.0125 | 0.005019639856095+0.246033153159002i | -0.005 | 0.141398280255072-214.92538598771i | -0.005 | 0.0150384780854106+0.217284140086809i | -0.01 | 0.277025202132385-421.078307241227i | -0.01 | 0.0225950929767049+0.131449105885708i | -0.0125 | 0.684627387561548-1040.63362909355i | -0.0125 | 0.0126328028364519+0.074103159205413i | 0.956121704581918-1453.30499096452i | 0.005019639856095+0.246033153159002i | 0.141398280255072-214.92538598771i | -0.000414452304865812+0.0203140086387548i | 0.0150364058238863+0.217385710130003i | -4.08891234266651-421.17025592871i | -0.00316671644108717+0.0457821443760532i | 0.022563425812294+0.131906927329469i | -18.6103985022077-1041.78015669228i | -0.0157490634906157+0.0920698208971409i | 0.0124359395428192+0.0752540319666272i | -94.8440479054089-1469.75702958054i | -19214.1696461009-1914.87685660323i | -8175.67624997948+563.399178885431i | -1929.59901482565+261.431356017766i | -868.676516894353+20.9165043878893i | -0.465952684966658-240.858033097911i | -5.77056517462315-239.655458839761i | 5.3046124896565-1.20257425814939i | -14.9389821518797-533.944225684327i | -79.9723868110627-2222.41027900107i | 390.045456513434-5331.62895807331i | -5.77056517462315-239.655458839761i | -72.0951420137615-532.1271217138i | -155.492781911042-2256.40840767335i | 528.436063143412-5302.40894047165i | 5.3046124896565-1.20257425814939i | 62.4607723515383-3.01967822867665i | 137.981167451518+30.9784504436083i | 294.668134865525-8328.84149585662i | 0.0305440444656982+0.863332253802379i | 15.2 | 0.10595 | 0.8941 | 8334.0524 | 0.86387 |  | 0.0191834803010191+7.28972251438729i | 15.2 | 0.86387 | 7.2897 | 0.77238
25 |  |  | 1.1298 |  | 2.306 | 6.5128 |  | 10.0515 |  | 1.1291 | 2.4882 |  | 2.3102 |  | 5.0933 |  | 6.5149 |  | 14.3522 |  | 10.0502 |  | 22.1424 |  | 0.013033 |  | 0.092642 |  | 0.097429 | 0.83% |  |  | 20 | [25 empty] | 0.033972 | 0.85825 | 0.7594 |  | 0.67507 | 2.871 | 23.1667 | 55.3161 | [14 empty] | 15.4 | 0.000019133042683716-0.0294648857329228i | 0.0000374851448497295-0.0577271230685834i | 0.0000926390689124825-0.142664166125223i | 0.000129375812432747-0.19923875114643i | 0.279515809876342i | 0.279399393462399i | 0.279621883509707i | 0.279594568909837i | 0.005 | 0.01 | 0.0125 | 0.00501913304268372+0.250050924143419i | -0.005 | 0.137749447777935-212.13414957802i | -0.005 | 0.0150374851448497+0.221672270393816i | -0.01 | 0.269876469115955-415.60976243857i | -0.01 | 0.0225926390689125+0.136957717384484i | -0.0125 | 0.666960336435003-1027.1189181099i | -0.0125 | 0.0126293758124327+0.080355817763407i | 0.931448646879373-1434.43091619423i | 0.00501913304268372+0.250050924143419i | 0.137749447777935-212.13414957802i | -0.000401205465669163+0.0199878737241687i | 0.0150354791175214+0.221772209762437i | -3.97017885940209-415.697625137404i | -0.00304306616464266+0.0448850018354026i | 0.0225622084072661+0.137406567402838i | -18.0037098477845-1028.20571200229i | -0.0145452893859166+0.0885825647172055i | 0.0124475596951087+0.0814630998223721i | -90.0436782577546-1449.42973914905i | -17551.5730855051-1576.54908476565i | -7702.38492670178+462.973209139743i | -1869.72533203747+238.451030441176i | -843.995080640266+19.8949619256437i | -0.43230513811927-237.002748839391i | -5.56095639510529-235.909968496813i | 5.128651256986-1.09278034257766i | -13.4251285860917-523.552565156961i | -64.6691847157897-2126.01613026032i | 317.311868444045-4931.18045108687i | -5.56095639510529-235.909968496813i | -66.6230732757486-522.400123712552i | -129.457440754188-2153.75538072113i | 440.79456172025-4907.3245105313i | 5.128651256986-1.09278034257766i | 58.3265959466431-2.24522178698567i | 123.114851985041+25.4940286738174i | 238.785250004044-7817.75189534354i | 0.0281024753848903+0.920065959687i | 15.4 | 0.11083 | 0.88921 | 7821.3978 | 0.9205 |  | 0.0191834803010191+7.38563991589238i | 15.4 | 0.9205 | 7.3857 | 0.81852
29 |  |  | 0.11964 |  | 0.24151 | 0.65653 |  | 0.98232 |  | 0.11959 | 0.2272 |  | 0.24181 |  | 0.4596 |  | 0.65662 |  | 1.247 |  | 0.98227 |  | 1.8656 |  | 0.0011624 |  | 0.0078772 |  | 0.0077352 | 0.103% |  |  | 2 | [25 empty] | 0.00027024 | 0.006205 | 0.0047866 |  | 0.0075701 | 0.031492 | 0.23541 | 0.52833 | [14 empty] | 15.6 | 0.0000186455968590347-0.0290871311000942i | 0.0000365301489483127-0.056987032359368i | 0.000090278935812367-0.140835139867293i | 0.000126079750189663-0.196684410295875i | 0.283145885329281i | 0.283027957013858i | 0.2832533365423i | 0.283225667207368i | 0.005 | 0.01 | 0.0125 | 0.00501864559685903+0.254058754229187i | -0.005 | 0.134240053361089-209.414483243299i | -0.005 | 0.0150365301489483+0.22604092465449i | -0.01 | 0.263000920870703-410.281436558298i | -0.01 | 0.0225902789358124+0.142418196675007i | -0.0125 | 0.649968421630985-1013.95073774434i | -0.0125 | 0.0126260797501897+0.086541256911493i | 0.907718456060693-1416.04079145469i | 0.00501864559685903+0.254058754229187i | 0.134240053361089-209.414483243299i | -0.00038861429199675+0.0196728103220007i | 0.0150345870774883+0.2261392887061i | -3.85671831905122-410.365458898545i | -0.00292700908943694+0.0440259350063999i | 0.022561008844918+0.142858456025071i | -17.4280432502831-1014.98208554247i | -0.0134821132511562+0.0853700247295979i | 0.0124575533345502+0.087608382220613i | -85.6445181518975-1429.76647795228i | -16132.7822785868-1316.43199651675i | -7280.60883749009+383.806061462637i | -1812.21415471836+218.524235503395i | -820.349114469249+18.9317989203139i | -0.401135764922644-233.276438478402i | -5.3604609661682-232.278476295487i | 4.95932520124556-0.997962182915405i | -12.1238463060693-513.562125958209i | -52.7461263084596-2039.35095129409i | 261.863386545127-4588.941584933i | -5.3604609661682-232.278476295487i | -61.8484679325411-512.907269881533i | -108.714347494451-2062.25674527842i | 372.847330546584-4569.21802476395i | 4.95932520124556-0.997962182915405i | 54.6839468277173-1.65281825959242i | 110.652168013709+21.2529757247424i | 196.592278165675-7375.1311006637i | 0.0260030514054356+0.975500741543719i | 15.6 | 0.11539 | 0.88464 | 7377.7508 | 0.97585 |  | 0.0191834803010191+7.48155731739748i | 15.6 | 0.97585 | 7.4816 | 0.86328
31 |  |  | 0.14242 |  | 0.28429 | 0.76839 |  | 1.1381 |  | 0.14235 | 0.253 |  | 0.24567 |  | 0.43681 |  | 0.76841 |  | 1.3652 |  | 1.1381 |  | 2.0221 |  | 0.00092034 |  | 0.009288 |  | 0.0082132 | 0.1127% |  |  | 2.3332 | [25 empty] | 0.00019572 | 0.0041437 | 0.0028556 |  | 0.0083198 | 0.033946 | 0.23797 | 0.50853 | [14 empty] | 15.8 | 0.0000181765442177534-0.0287189398640504i | 0.0000356111886715168-0.0562656781009966i | 0.0000880078595033059-0.139052418015223i | 0.000122908060900999-0.194194736223578i | 0.28677596078222i | 0.286656520565318i | 0.286884789574894i | 0.286856765504898i | 0.005 | 0.01 | 0.0125 | 0.00501817654421775+0.25805702091817i | -0.005 | 0.130863081732302-206.763669137037i | -0.005 | 0.0150356111886715+0.230390842464321i | -0.01 | 0.256384813189815-405.088004839908i | -0.01 | 0.0225880078595033+0.147832371559671i | -0.0125 | 0.633617676346704-1001.11592862779i | -0.0125 | 0.012622908060901+0.09266202928132i | 0.884883695523181-1398.11623892662i | 0.00501817654421775+0.25805702091817i | 0.130863081732302-206.763669137037i | -0.000376634748477289+0.0193682387038187i | 0.0150337280149291+0.23048768365784i | -3.74821399834984-405.168413809832i | -0.00281791248053298+0.043202465798476i | 0.022559828734698+0.148264396217656i | -16.881219002901-1002.09572567071i | -0.0125380990351255+0.082401054769574i | 0.0124661818229619+0.0936920424659397i | -81.6001804088518-1410.72054035025i | -14908.9352792108-1112.76598123541i | -6901.45505128771+320.692406462629i | -1757.0766615256+201.08385465522i | -797.686898337954+18.025421383522i | -0.372308719825672-229.672718840614i | -5.1692575357639-228.757426674256i | 4.79694881593823-0.91529216635849i | -10.9951630356445-503.958275511168i | -43.3520545948805-1960.80816478497i | 218.810608225371-4293.21622493836i | -5.1692575357639-228.757426674256i | -57.6419981173275-503.677482159453i | -92.0017735462977-1979.92248014926i | 319.204450141074-4276.72895131627i | 4.79694881593823-0.91529216635849i | 51.4437838976211-1.19608551807409i | 100.093502849039+17.9182298462255i | 164.09108187502-6987.65538407511i | 0.0241817886772568+1.02975740007552i | 15.8 | 0.11967 | 0.88035 | 6989.5818 | 1.03 |  | 0.0191834803010191+7.57747471890257i | 15.8 | 1.03 | 7.5775 | 0.9068
35 |  |  | 0.12542 |  | 0.25075 | 0.66009 |  | 0.96374 |  | 0.12539 | 0.19738 |  | 0.25095 |  | 0.39519 |  | 0.66012 |  | 1.0387 |  | 0.96373 |  | 1.5166 |  | 0.00098925 |  | 0.0064371 |  | 0.0059745 | 0.1316% |  |  | 2 | [25 empty] | 4.4284e-05 | 0.0009208 | 0.00061915 |  | 0.0021233 | 0.0086256 | 0.059617 | 0.12607 | [14 empty] | 16 | 0.0000177249708737394-0.0283599533979831i | 0.0000347264735485505-0.0555623576776809i | 0.0000858214150978503-0.137314264156561i | 0.000119854564955762-0.191767303929219i | 0.29040603623516i | 0.290285084116778i | 0.290516242607488i | 0.290487863802429i | 0.005 | 0.01 | 0.0125 | 0.00501772497087374+0.262046082837177i | -0.005 | 0.127611953315487-204.179125304779i | -0.005 | 0.0150347264735486+0.234722726439097i | -0.01 | 0.250015255475238-400.024408760381i | -0.01 | 0.0225858214150979+0.153201978450927i | -0.0125 | 0.617876243348962-988.601989358343i | -0.0125 | 0.0126198545649558+0.09872055987321i | 0.862899874799959-1380.63979967993i | 0.00501772497087374+0.262046082837177i | 0.127611953315487-204.179125304779i | -0.00036522652076478+0.0190736199513135i | 0.0150329003409448+0.234818094538854i | -3.64437317531001-400.101414413828i | -0.00271520954128377+0.0424123300426203i | 0.0225586693196851+0.153626101751353i | -16.3612522321071-989.533782178331i | -0.0116957633910195+0.0796489594003055i | 0.0124736575225681+0.0997161718657138i | -77.8709933043168-1392.25146783518i | -13843.2131188779-950.74353917396i | -6558.16814890886+269.862146675147i | -1704.27416584607+185.700642283223i | -775.958148805448+17.1733698423457i | -0.345670179512949-226.185566641167i | -4.98725026471605-225.342930278963i | 4.64158008520311-0.842636362204385i | -10.0087668203005-494.724348272394i | -35.8752145800698-1889.15518289207i | 184.843597396267-4035.20150625146i | -4.98725026471605-225.342930278963i | -53.9061265657251-494.725369590678i | -78.3993368740545-1905.25436900911i | 276.179459718605-4021.2854070646i | 4.64158008520311-0.842636362204385i | 48.5389398306279-0.84161504391924i | 91.063062124613+15.2575710731139i | 138.613945816384-6645.26660405709i | 0.022589104452812+1.08294025216391i | 16 | 0.1237 | 0.87632 | 6646.7121 | 1.0832 |  | 0.0191834803010191+7.67339212040767i | 16 | 1.0832 | 7.6734 | 0.94921
37 |  |  | 0.063361 |  | 0.1264 | 0.33039 |  | 0.47986 |  | 0.063347 | 0.094327 |  | 0.12648 |  | 0.18842 |  | 0.3304 |  | 0.49179 |  | 0.47985 |  | 0.71433 |  | 0.00047056 |  | 0.0030345 |  | 0.002782 | 0.07045% |  |  | 1 | [25 empty] | 9594.9696 | 6907.1013 | 2745.3914 |  | 6326.4223 | 4954.5874 | 4196.519 | 5597.4124 | [14 empty] | 16.2 | 0.0000172900190030958-0.0280098307850152i | 0.0000338743229448408-0.0548764031706422i | 0.0000837154491527447-0.135619027627446i | 0.000116913461830457-0.189399808165341i | 0.2940361116881i | 0.293913647668238i | 0.294147695640081i | 0.294118962099958i | 0.005 | 0.01 | 0.0125 | 0.0050172900190031+0.266026280903085i | -0.005 | 0.124480492157867-201.658397295744i | -0.005 | 0.0150338743229448+0.239037244497596i | -0.01 | 0.243880147901127-395.085839599827i | -0.01 | 0.0225837154491527+0.158528668012635i | -0.0125 | 0.602714219682735-976.397035886027i | -0.0125 | 0.0126169134618305+0.104719153934617i | 0.841725232686526-1363.59487695218i | 0.0050172900190031+0.266026280903085i | 0.124480492157867-201.658397295744i | -0.000354352638651421+0.0187884523779956i | 0.0150321025597515+0.239131186759486i | -3.54492493632202-395.159636580814i | -0.00261839123837321+0.0416534547807913i | 0.022557531536769+0.158945202560443i | -15.8663318342241-977.284060045673i | -0.0109407323054061+0.0770907450404227i | 0.0124801543080129+0.105682788247622i | -74.4228555840935-1374.32383923384i | -12907.3968862257-820.033713225944i | -6245.48503154805+228.54459754246i | -1653.73805661755+172.042031552923i | -755.114619771782+16.3727460729053i | -0.321061408704863-222.809313103934i | -4.81417859293368-222.030966676533i | 4.49311718422884-0.77834642740009i | -9.14114848089739-485.842863740743i | -29.8694382839389-1823.42277563998i | 157.665001659981-3808.15749813701i | -4.81417859293368-222.030966676533i | -50.5655010459737-486.056184508247i | -67.2258667181043-1837.09503018448i | 241.187464620989-3796.31017558893i | 4.49311718422884-0.77834642740009i | 45.917469749305-0.56502565989537i | 83.2738981834706+13.107228884605i | 118.33335348644-6340.23245062167i | 0.0211861177228662+1.13513990038827i | 16.2 | 0.1275 | 0.87251 | 6341.3366 | 1.1353 |  | 0.0191834803010191+7.76930952191277i | 16.2 | 1.1353 | 7.7693 | 0.9906
Total RMS |  |  | 174.5974 |  | 164.2006 | 158.3087 |  | 166.2079 |  | 175.4761 | 7596.7405 |  | 163.9141 |  | 7388.5664 |  | 158.1392 |  | 7273.3034 |  | 164.2756 |  | 7271.61 |  | 6.9669 |  | 8.3595 |  | 5.8662 | 2.945% |  |  | 576.7059 | [47 empty] | 16.4 | 0.0000168708827672743-0.0276682477383299i | 0.00003305315807466-0.0542071792424423i | 0.0000816860599293027-0.133965138284056i | 0.000114079302521569-0.187090056135373i | 0.297666187141039i | 0.297542211219697i | 0.297779148672674i | 0.297750060397489i | 0.005 | 0.01 | 0.0125 | 0.00501687088276727+0.269997939402709i | -0.005 | 0.121462896578191-199.199150388233i | -0.005 | 0.0150330531580747+0.243335031977255i | -0.01 | 0.237968123908293-390.2677232096i | -0.01 | 0.0225816860599293+0.163814010388618i | -0.0125 | 0.588103514554609-964.489763869555i | -0.0125 | 0.0126140793025216+0.110660004262116i | 0.821320538766814-1346.96568357757i | 0.00501687088276727+0.269997939402709i | 0.121462896578191-199.199150388233i | -0.000343979143441856+0.0185122683236331i | 0.0150313332623575+0.243427593318873i | -3.4496182172153-390.338492116458i | -0.00252699929356821+0.0409239383902346i | 0.0225564160669936+0.16422324977252i | -15.3948020709544-965.334976999995i | -0.0102611000237283+0.0747065130884572i | 0.012485815552225+0.111593835675722i | -71.22631204045-1356.90634467941i | -12079.5256481858-713.268942493078i | -5959.21727233447+194.675775136406i | -1605.38259696055+159.84527300932i | -735.110387771103+15.6204754655755i | -0.298326327220764-219.538630243314i | -4.64968737316801-218.817506255595i | 4.35136104594724-0.721123987718725i | -8.3737302764174-477.296268786814i | -25.0048786429102-1762.83303211961i | 135.644870890151-3606.84344596186i | -4.64968737316801-218.817506255595i | -47.5607159842092-477.669087753262i | -57.9703865873119-1774.53064611125i | 212.375870706967-3596.67949132034i | 4.35136104594724-0.721123987718725i | 43.5383467537392-0.34830502127086i | 76.5038546981416+11.3493089703686i | 101.967935643603-6066.5113771116i | 0.0199420013251575+1.18643549227362i | 16.4 | 0.13109 | 0.86892 | 6067.3683 | 1.1866 |  | 0.0191834803010191+7.86522692341786i | 16.4 | 1.1866 | 7.8653 | 1.0311
[81 empty] | 16.6 | 0.0000164668045779282-0.0273348955993609i | 0.000032261494683288-0.0535540811742582i | 0.0000797295793084384-0.132351101652008i | 0.000111346964288848-0.184835960719488i | 0.301296262593979i | 0.301170774771157i | 0.301410601705268i | 0.301381158695019i | 0.005 | 0.01 | 0.0125 | 0.00501646680457793+0.273961366994618i | -0.005 | 0.118553712275325-196.79916237704i | -0.005 | 0.0150322614946833+0.247616693596899i | -0.01 | 0.232268497519004-385.565705881548i | -0.01 | 0.0225797295793084+0.16905950005326i | -0.0125 | 0.574017719128999-952.869413754139i | -0.0125 | 0.0126113469642888+0.116545197975531i | 0.801648911576007-1330.73719321617i | 0.00501646680457793+0.273961366994618i | 0.118553712275325-196.79916237704i | -0.000334074793703685+0.0182446312767352i | 0.0150305911207148+0.247707916753283i | -3.35822004981346-385.633614489887i | -0.00244062015488149+0.0402220331387085i | 0.0225553233777596+0.169461720384647i | -14.9451464418213-953.675524487932i | -0.00964693681796676+0.0724789657073416i | 0.0124907602540642+0.117451185046873i | -68.2558031388161-1339.97106845701i | -11342.2712129911-625.091924699858i | -5695.97143143833+166.698762136475i | -1559.11315563739+148.899326651799i | -715.901956560207+14.9134664873212i | -0.277315719564534-216.368513196129i | -4.49337171495043-215.698583895308i | 4.21605599538591-0.66992930082239i | -7.69159880800259-469.067382093242i | -21.034609687678-1706.75079850555i | 117.604042819175-3427.12718752215i | -4.49337171495043-215.698583895308i | -44.8441255706259-469.559317039216i | -50.2447741990783-1716.82617644584i | 188.390928556943-3418.34684040442i | 4.21605599538591-0.66992930082239i | 41.3685827580094-0.17799435484676i | 70.5787472694096+9.89738358545416i | 88.6005186039299-5819.31388131707i | 0.0188320614744103+1.23689656086269i | 16.6 | 0.13449 | 0.86552 | 5819.9883 | 1.237 |  | 0.0191834803010191+7.96114432492296i | 16.6 | 1.237 | 7.9612 | 1.0707
[81 empty] | 16.8 | 0.0000160770716711565-0.0270094804075429i | 0.0000314979363353271-0.0529165330433495i | 0.0000778425562037118-0.130775494422236i | 0.000108711627490677-0.182635534184338i | 0.304926338046918i | 0.304799338322617i | 0.305042054737862i | 0.30501225699255i | 0.005 | 0.01 | 0.0125 | 0.00501607707167116+0.277916857639375i | -0.005 | 0.115747807664325-194.456316876066i | -0.005 | 0.0150314979363353+0.251882805279268i | -0.01 | 0.226771215015821-380.97564122658i | -0.01 | 0.0225778425562037+0.174266560315626i | -0.0125 | 0.560431987109411-941.525738343812i | -0.0125 | 0.0126087116274907+0.122376722808212i | 0.782675651825435-1314.89509506674i | 0.00501607707167116+0.277916857639375i | 0.115747807664325-194.456316876066i | -0.000324610804379559+0.0179851332864191i | 0.0150298748823134+0.2519727309457i | -3.27051398939742-381.040845587766i | -0.00235887979309778+0.0395461298309883i | 0.0225542537582727+0.174662021613936i | -14.5159735127766-942.295231723975i | -0.00908990746929922+0.0703930013330225i | 0.0124950877841245+0.123256635324875i | -65.4890526275799-1323.49292739786i | -10681.7892253971-551.539000363678i | -5452.95602996559+143.425482919608i | -1514.83149501172+139.032292580854i | -697.448257239564+14.2487054913248i | -0.257889398517897-213.294260992713i | -4.34480558737868-212.670343057265i | 4.08691618886078-0.623917935447645i | -7.08262162344295-461.139651317774i | -17.7716344182113-1654.64992383149i | 102.674530297947-3265.70941758928i | -4.34480558737868-212.670343057265i | -42.3769507841208-461.719637349833i | -43.7508040115674-1663.38091177592i | 168.22615532034-3258.07664035707i | 4.08691618886078-0.623917935447645i | 39.3812453495387-0.0439319033875398i | 65.3604149428939+8.68705604104107i | 77.5623848577749-5594.79325373126i | 0.0178363273965116+1.28658452640838i | 16.8 | 0.13771 | 0.8623 | 5595.3309 | 1.2867 |  | 0.0191834803010191+8.05706172642805i | 16.8 | 1.2867 | 8.0571 | 1.1095
[81 empty] | 17 | 0.0000157010129621906-0.026691722035724i | 0.000030761168252455-0.0522939860291735i | 0.000076021741332239-0.129236960264806i | 0.000106168754315765-0.1804868823368i | 0.308556413499857i | 0.308427901874076i | 0.308673507770455i | 0.30864335529008i | 0.005 | 0.01 | 0.0125 | 0.00501570101296219+0.281864691464133i | -0.005 | 0.113040351231574-192.168597093675i | -0.005 | 0.0150307611682525+0.256133915844902i | -0.01 | 0.221466810576144-376.493577979445i | -0.01 | 0.0225760217413322+0.179436547505649i | -0.0125 | 0.547322925095731-930.44897266274i | -0.0125 | 0.0126061687543158+0.12815647295328i | 0.764368089280165-1299.42575177628i | 0.00501570101296219+0.281864691464133i | 0.113040351231574-192.168597093675i | -0.000315560614975131+0.0177333926301296i | 0.0150291833651776+0.256222582808053i | -3.18629870178443-376.556223409054i | -0.0022814391964216+0.0388947442600959i | 0.022553207349368+0.17982549494825i | -14.1060044306968-931.18413251734i | -0.0085829729517636+0.0684353819511877i | 0.0124988815924188+0.12901191522767i | -62.9065650831226-1307.44922639507i | -10086.8929525828-489.631639489565i | -5227.84471605886+123.939603073649i | -1472.43914626202+130.102458471072i | -679.710588296412+13.6233107945971i | -0.23991712894671-210.311457081001i | -4.20355991877477-209.729061342619i | 3.96364278982804-0.582395738382375i | -6.53681538675155-453.497292226494i | -15.0728247738399-1606.08915460706i | 90.2073690538999-3119.92562967174i | -4.20355991877477-209.729061342619i | -40.1272282948918-454.14131651885i | -38.2568720324211-1613.69716658513i | 151.121552068242-3113.25248533702i | 3.96364278982804-0.582395738382375i | 37.5540556979684+0.06162855397423i | 60.7381029565493+7.66964053204018i | 68.3578117643617-5389.8235335863i | 0.0169385033235832+1.33555392545165i | 17 | 0.14076 | 0.85924 | 5390.257 | 1.3357 |  | 0.0191834803010191+8.15297912793315i | 17 | 1.3357 | 8.153 | 1.1477
[81 empty] | 17.2 | 0.0000153379961545929-0.0263813533858998i | 0.0000300499516498147-0.0516859168376813i | 0.0000742640732179012-0.12773420593479i | 0.000103714069235819-0.178388199085608i | 0.312186488952797i | 0.312056465425536i | 0.312304960803049i | 0.31227445358761i | 0.005 | 0.01 | 0.0125 | 0.00501533799615459+0.285805135566897i | -0.005 | 0.110426790722285-189.934080042331i | -0.005 | 0.0150300499516498+0.260370548587855i | -0.01 | 0.216346365496722-372.115748654362i | -0.01 | 0.0225742640732179+0.184570754868259i | -0.0125 | 0.534668491813513-919.629805919241i | -0.0125 | 0.0126037140692358+0.133886254502002i | 0.746695442026883-1284.31616028623i | 0.00501533799615459+0.285805135566897i | 0.110426790722285-189.934080042331i | -0.000306899683150049+0.0174890517080584i | 0.0150285154532341+0.260457993846395i | -3.10538669153903-372.175970623199i | -0.0022079904577208+0.0382665052206594i | 0.0225521841686407+0.184953419920466i | -13.7140618952256-920.332734614926i | -0.00812015524300747+0.0665944580466707i | 0.0125022121286982+0.134718685227585i | -60.4912114955728-1291.81930303484i | -9548.44967826314-437.099959688559i | -5018.67692831665+107.527379119359i | -1431.83953245758+121.991776736766i | -662.652522014673+13.0345610909633i | -0.223278809814025-207.415950321705i | -4.06921386202857-206.871164243477i | 3.84593505221453-0.544786078229015i | -6.04588375308011-446.125353500862i | -12.8275485053854-1560.69450362218i | 79.7104786422869-2987.60156903567i | -4.06921386202857-206.871164243477i | -38.0683226594563-446.814783555264i | -33.581333921126-1567.3577013811i | 136.495151074911-2981.73690588841i | 3.84593505221453-0.544786078229015i | 35.8683739585907+0.14464397617407i | 56.6221593743311+6.80784173509898i | 60.6137675740074-5201.83737648042i | 0.0161251810744701+1.38385342097862i | 17.2 | 0.14367 | 0.85634 | 5202.1905 | 1.3839 |  | 0.0191834803010191+8.24889652943824i | 17.2 | 1.3839 | 8.2489 | 1.1851
* Voltage distortion at filter incoming based on specified harmonic currents in rows 20 and 21 of page 1. This data is typically obtained through harmonic studies or can be a worst case total harmonic current injection based on the summation of all harmonic injections on the load bus. | [80 empty] | 17.4 | 0.0000149874250806971-0.026078119640413i | 0.0000293631185254474-0.0510918262342786i | 0.0000725666653141918-0.126265997646694i | 0.000101343541021857-0.176337761378031i | 0.315816564405736i | 0.315685028976997i | 0.315936413835643i | 0.315905551885141i | 0.005 | 0.01 | 0.0125 | 0.0050149874250807+0.289738444765323i | -0.005 | 0.107902833992854-187.750931147566i | -0.005 | 0.0150293631185254+0.264593202742718i | -0.01 | 0.211401470679877-367.838558982987i | -0.01 | 0.0225725666653142+0.189670416188949i | -0.0125 | 0.522447905404176-909.059355403269i | -0.0125 | 0.0126013435410219+0.13956779050711i | 0.7296286869993-1269.55391537878i | 0.0050149874250807+0.289738444765323i | 0.107902833992854-187.750931147566i | -0.000298605300555641+0.0172517751388541i | 0.0150278700920226+0.264679461618412i | -3.02760315523023-367.896483921641i | -0.00213825336650461+0.037660143878315i | 0.0225511841316492+0.190047017627732i | -13.3390603940501-909.731991328107i | -0.00769635046472431+0.0648599401210998i | 0.0125051391602128+0.140378539758624i | -58.2278857288028-1276.58424071106i | -9058.93327981358-392.19196661409i | -4823.78423822478+93.6277772010108i | -1392.93926727171+114.601015875467i | -646.239793274015+12.4799077610792i | -0.207864223216029-204.603836834644i | -3.94136159320451-204.093231294072i | 3.73349736998848-0.51060554057194i | -5.60287267789764-439.009735024548i | -10.9495108539607-1518.14607893069i | 70.8059464866325-2866.94618429139i | -3.94136159320451-204.093231294072i | -36.1778250174401-439.730072951867i | -29.5804241642899-1524.00909334164i | 123.895619658143-2861.76731725018i | 3.73349736998848-0.51060554057194i | 34.3084497095307+0.209732386744562i | 52.93936301986+6.07274679768876i | 54.0456987315581-5028.70583508127i | 0.0153852422205835+1.4315266366167i | 17.4 | 0.14644 | 0.85357 | 5028.9963 | 1.4316 |  | 0.0191834803010191+8.34481393094334i | 17.4 | 1.4316 | 8.3448 | 1.222
[81 empty] | 17.6 | 0.000014648737252391-0.0257817775642082i | 0.0000286995668618274-0.0505112376768162i | 0.0000709267941455055-0.12483115769609i | 0.0000990533661828347-0.174333924481789i | 0.319446639858676i | 0.319313592528456i | 0.319567866868236i | 0.319536650182672i | 0.005 | 0.01 | 0.0125 | 0.00501464873725239+0.293664862294468i | -0.005 | 0.105464431377572-185.617399224527i | -0.005 | 0.0150286995668618+0.26880235485164i | -0.01 | 0.206624192086672-363.658578072543i | -0.01 | 0.0225709267941455+0.194736709172146i | -0.0125 | 0.51064155804753-898.729142163655i | -0.0125 | 0.0125990533661828+0.145202725700883i | 0.713140440743583-1255.12717570871i | 0.00501464873725239+0.293664862294468i | 0.105464431377572-185.617399224527i | -0.000290656428199773+0.0170212480344248i | 0.0150272462847208+0.268887461091812i | -2.95278494570393-363.714324099059i | -0.00207197243220774+0.0370744843195279i | 0.0225502070698234+0.195107454015341i | -12.9799975365565-899.373275237219i | -0.00730717933864894+0.0632227079947813i | 0.0125077136244497+0.145993009550818i | -56.103218331227-1261.72663486948i | -8612.08811559588-353.539622794109i | -4641.73469495321+81.7960570889858i | -1355.64890915002+107.846091982415i | -630.440180546772+11.956977187007i | -0.193572542239975-201.87144288154i | -3.81961618525623-201.391997307563i | 3.62604364301624-0.47944557397704i | -5.20190885604356-432.137177465064i | -9.37083158215904-1478.16805938487i | 63.2001466599649-2756.47127559379i | -3.81961618525623-201.391997307563i | -34.4367230710592-432.877123387975i | -26.1393914821596-1483.34925503448i | 112.968866774475-2751.87778753551i | 3.62604364301624-0.47944557397704i | 32.8608578580319+0.260500348934292i | 49.6294177580334+5.44169599853869i | 48.4338336795223-4868.64795532526i | 0.0147093997068061+1.47861284903578i | 17.6 | 0.14907 | 0.85093 | 4868.8889 | 1.4787 |  | 0.0191834803010191+8.44073133244844i | 17.6 | 1.4787 | 8.4408 | 1.2583
[81 empty] | 17.8 | 0.0000143214016034409-0.0254920948541248i | 0.0000280582562026597-0.0499436960407343i | 0.000069341888375844-0.123428561309002i | 0.0000968399536994574-0.172375117585034i | 0.323076715311615i | 0.322942156079916i | 0.32319931990083i | 0.323167748480201i | 0.005 | 0.01 | 0.0125 | 0.00501432140160344+0.29758462045749i | -0.005 | 0.103107759434364-183.531811793168i | -0.005 | 0.0150280582562027+0.272998460039182i | -0.01 | 0.202007038891815-359.572529227432i | -0.01 | 0.0225693418883758+0.199770758591828i | -0.0125 | 0.499230937261284-888.631068325084i | -0.0125 | 0.0125968399536995+0.150792630895167i | 0.697204849508557-1241.02463212523i | 0.00501432140160344+0.29758462045749i | 0.103107759434364-183.531811793168i | -0.00028303354898977+0.0167971744343958i | 0.0150266430884578+0.273082445911354i | -2.88077963510364-359.626206806497i | -0.00200891427719337+0.0365084351317024i | 0.0225492527456039+0.200135842943145i | -12.6359463449323-889.248353789954i | -0.00694886668473564+0.0616746509136642i | 0.0125099791201403+0.151563564031588i | -54.1053369912495-1247.23040084472i | -8202.6734028113-320.063310184101i | -4471.29006103103+71.6768869784753i | -1319.88335568174+101.655249382817i | -615.223385113449+11.4635669914278i | -0.180311716503689-199.215308857303i | -3.70361156934515-198.764350445346i | 3.52329985284145-0.450958411956946i | -4.8379982118773-425.495234621856i | -8.03769640529182-1440.52093796408i | 56.6625020896882-2654.93042953031i | -3.70361156934515-198.764350445346i | -32.8287654125285-426.245976657856i | -23.1659211240519-1445.11790680457i | 103.434139323316-2650.83949510496i | 3.52329985284145-0.450958411956946i | 31.5140670534929+0.299783624043417i | 46.6422917722534+4.8967524645322i | 43.6064957560154-4720.16191097355i | 0.0140898431249278+1.52514756567437i | 17.8 | 0.15158 | 0.84842 | 4720.3633 | 1.5252 |  | 0.0191834803010191+8.53664873395353i | 17.8 | 1.5252 | 8.5367 | 1.294
[81 empty] | 18 | 0.0000140049164064282-0.0252088495315708i | 0.0000274382035717778-0.0493887664291999i | 0.0000678095187229609-0.12205713370133i | 0.000094699910938705-0.170459839689669i | 0.326706790764555i | 0.326570719631375i | 0.326830772933423i | 0.326798846777732i | 0.005 | 0.01 | 0.0125 | 0.00501400491640643+0.301497941232984i | -0.005 | 0.100829205947652-181.492570705774i | -0.005 | 0.0150274382035718+0.277181953202175i | -0.01 | 0.197542934101523-355.577281382741i | -0.01 | 0.022567809518723+0.204773639232093i | -0.0125 | 0.488198553287356-878.757395917244i | -0.0125 | 0.0125946999109387+0.156339007088063i | 0.681797487836506-1227.23547810571i | 0.00501400491640643+0.301497941232984i | 0.100829205947652-181.492570705774i | -0.000275718535419149+0.0165792758831648i | 0.0150260596108947+0.277264849581591i | -2.81144466589331-355.628993923748i | -0.00194886534764025+0.0359609818848626i | 0.0225483208652466+0.205133249050942i | -12.3060483820226-879.349366629418i | -0.00661814369307784+0.0602085328907798i | 0.0125119731147752+0.157091613749198i | -52.2236651190865-1233.0806145419i | -7826.26658828255-290.902683675572i | -4311.37245743408+62.9842858508816i | -1285.56200115155+95.9668635154556i | -600.560912165252+10.9976387236745i | -0.167997808468192-196.632174396102i | -3.59300325339969-196.207328272143i | 3.42500544493149-0.424846123958906i | -4.50686856111448-419.072235946207i | -6.90713075452245-1404.99543132462i | 51.0101690613619-2561.27207765473i | -3.59300325339969-196.207328272143i | -31.3399676790083-419.826907846812i | -20.5852028273033-1409.08919266705i | 95.0666615497243-2557.61489562583i | 3.42500544493149-0.424846123958906i | 30.2581045628253+0.32982577664574i | 43.9361766356059+4.42358711908067i | 39.4281719372568-4581.97191932166i | 0.0135199617902509+1.57116300932773i | 18 | 0.15398 | 0.84602 | 4582.1416 | 1.5712 |  | 0.0191834803010191+8.63256613545863i | 18 | 1.5712 | 8.6326 | 1.3293
[81 empty] | 18.2 | 0.0000136988073490328-0.0249318293752398i | 0.0000268384797042276-0.0488460330616942i | 0.0000663273886440416-0.120715847332156i | 0.000092630030645841-0.168586655775431i | 0.330336866217494i | 0.330199283182835i | 0.330462225966016i | 0.330429945075262i | 0.005 | 0.01 | 0.0125 | 0.00501369880734903+0.305405036842254i | -0.005 | 0.0986253560784452-179.498148062771i | -0.005 | 0.0150268384797042+0.281353250121141i | -0.01 | 0.193225187418995-351.669841102571i | -0.01 | 0.022566327388644+0.20974637863386i | -0.0125 | 0.477527872032881-869.100727099845i | -0.0125 | 0.0125926300306458+0.161843289299831i | 0.666895264911392-1213.74938213874i | 0.00501369880734903+0.305405036842254i | 0.0986253560784452-179.498148062771i | -0.000268694530632608+0.016367290134557i | 0.015025495007051+0.281435086571814i | -2.74464658044629-351.719685503032i | -0.00189162989854054+0.0354311804042238i | 0.0225474110896586+0.210100690437902i | -11.9895076122744-869.66880450471i | -0.00631216818137013+0.0588178788151106i | 0.0125137279283787+0.16257851278502i | -50.4487517435322-1219.26337927125i | -7479.1104992198-265.365954276094i | -4161.03799714644+55.4865124282734i | -1252.60873968325+90.7277074050826i | -586.42595598009+10.5573086140923i | -0.15655432475441-194.118964561015i | -3.4874682432702-193.718112567061i | 3.3309139185158-0.400851993954952i | -4.20484529386406-412.85724400824i | -5.94458270685299-1371.40763498215i | 46.0968442877204-2474.60302852063i | -3.4874682432702-193.718112567061i | -29.9582239499803-413.610507951963i | -18.3361964081382-1375.06587886619i | 87.6848576962942-2471.32207146901i | 3.3309139185158-0.400851993954952i | 29.0842925746319+0.352411949768092i | 41.475906275917+4.01065583380459i | 35.7908619622489-4452.98687207204i | 0.0129941267645227+1.61668852673878i | 18.2 | 0.15628 | 0.84372 | 4453.1307 | 1.6167 |  | 0.0191834803010191+8.72848353696372i | 18.2 | 1.6167 | 8.7285 | 1.3641
[81 empty] | 18.4 | 0.0000134026257558832-0.024660831390825i | 0.0000262582055625466-0.0483150982350858i | 0.0000648933257261894-0.119403719336188i | 0.0000906272789207337-0.16675419321415i | 0.333966941670434i | 0.333827846734294i | 0.334093678998611i | 0.334061043372792i | 0.005 | 0.01 | 0.0125 | 0.00501340262575588+0.309306110279609i | -0.005 | 0.096492979562447-177.547082394902i | -0.005 | 0.0150262582055625+0.285512748499208i | -0.01 | 0.189047470163161-347.847345100217i | -0.01 | 0.0225648933257262+0.214689959662423i | -0.0125 | 0.46720325308552-859.653985677354i | -0.0125 | 0.0125906272789207+0.167306850158642i | 0.652476337993687-1200.55646190838i | 0.00501340262575588+0.309306110279609i | 0.096492979562447-177.547082394902i | -0.000261945841333081+0.0161609699708567i | 0.0150249484763558+0.285593553349062i | -2.68026032089936-347.895412240236i | -0.00183702821572546+0.0349181507382294i | 0.0225465230435689+0.215039141169805i | -11.6855849064925-860.199489631858i | -0.0060284591521344+0.0574968777290918i | 0.012515271539519+0.168025561130256i | -48.7721272500966-1205.76571357432i | -7157.99336280423-242.892230735268i | -4019.45569143226+48.9945761257658i | -1220.9518694803+85.8915686874369i | -572.793290414875+10.140837433901i | -0.14591156844984-191.672777065468i | -3.38670446377697-191.2940234092i | 3.24079289532713-0.37875365626768i | -3.92875210336518-406.840009972935i | -5.12209551620482-1339.59512436236i | 41.8044837732421-2394.15985749311i | -3.38670446377697-191.2940234092i | -28.6729974275578-407.587733554819i | -16.3687781888346-1342.87473952251i | 81.1408320265686-2391.2067312339i | 3.24079289532713-0.37875365626768i | 27.9850382195196+0.368969925616711i | 39.2317208921496+3.64858508576293i | 32.6077245852223-4332.26776889387i | 0.0125075179338517+1.66175093487647i | 18.4 | 0.15847 | 0.84153 | 4332.3905 | 1.6618 |  | 0.0191834803010191+8.82440093846882i | 18.4 | 1.6618 | 8.8244 | 1.3984
[81 empty] | 18.6 | 0.0000131159469435185-0.0243956613149445i | 0.0000256965491138322-0.047795581351728i | 0.000063505273721424-0.118119809121849i | 0.0000886887840942682-0.164961138415339i | 0.337597017123373i | 0.337456410285755i | 0.337725132031204i | 0.337692141670323i | 0.005 | 0.01 | 0.0125 | 0.00501311594694352+0.313201355808428i | -0.005 | 0.0944290188665102-175.63797509171i | -0.005 | 0.0150256965491138+0.289660828934027i | -0.01 | 0.185003792065-344.1070532409i | -0.01 | 0.0225635052737214+0.219605322909355i | -0.0125 | 0.457209892368972-850.41039980629i | -0.0125 | 0.0125886887840943+0.172731003254984i | 0.638520032335452-1187.64726014394i | 0.00501311594694352+0.313201355808428i | 0.0944290188665102-175.63797509171i | -0.000255457841191602+0.0159600821245488i | 0.0150244192599078+0.28974062934465i | -2.61816859195484-344.153428433744i | -0.00178489504340489+0.0344210717395444i | 0.0225456563232874+0.21994953362675i | -11.3935931133016-850.934557385942i | -0.00576484279176847+0.0562403003620399i | 0.0125166282491972+0.17343400700951i | -47.1861805406203-1192.57545602898i | -6860.15377015886-223.023238635464i | -3885.89039145741+43.3534266124229i | -1190.52393565841+81.4181352874079i | -559.639165352845+9.74662011657513i | -0.136006026862599-189.290870464388i | -3.29042987839043-188.932512888535i | 3.15442385152783-0.358357575854164i | -3.67583095978646-401.010929023953i | -4.41691405090756-1309.41378428489i | 38.0371060672925-2319.28625611377i | -3.29042987839043-188.932512888535i | -27.4750716662486-401.749933686556i | -14.6415417266856-1312.36284551374i | 75.3131950970614-2316.62001883269i | 3.15442385152783-0.358357575854164i | 26.95366455799+0.38064708674985i | 37.1782922337681+3.32970831559859i | 29.8083550297359-4219.001839887i | 0.0120559858126523+1.70637481586927i | 18.6 | 0.16058 | 0.83942 | 4219.1071 | 1.7064 |  | 0.0191834803010191+8.92031833997392i | 18.6 | 1.7064 | 8.9203 | 1.4324
[81 empty] | 18.8 | 0.0000128383686971975-0.0241361331507314i | 0.00002515272234553-0.0472871180095963i | 0.0000621612851716351-0.116863216122674i | 0.0000868118264286692-0.163206233685898i | 0.341227092576313i | 0.341084973837214i | 0.341356585063798i | 0.341323239967853i | 0.005 | 0.01 | 0.0125 | 0.0050128383686972+0.317090959425582i | -0.005 | 0.0924305782223346-173.76948705799i | -0.005 | 0.0150251527223455+0.293797855827618i | -0.01 | 0.181088479782534-340.446341991164i | -0.01 | 0.0225621612851716+0.224493368941124i | -0.0125 | 0.447533769045897-841.363485806287i | -0.0125 | 0.0125868118264287+0.178117006281955i | 0.625006767027217-1175.01272201117i | 0.0050128383686972+0.317090959425582i | 0.0924305782223346-173.76948705799i | -0.000249216883589551+0.0157644062924379i | 0.0150239066379276+0.29387667785908i | -2.5582612801675-340.49110539438i | -0.00173507819036183+0.0339391761875068i | 0.022544810503268+0.224832760702999i | -11.1128926305654-841.867439216948i | -0.00551940768000531+0.0550434285513754i | 0.0125178192304286+0.178805049138847i | -45.6840540283654-1179.68118388945i | -6583.20476179064-205.381857578921i | -3759.68885854064+38.4351428985785i | -1161.2615370155+77.2720894923342i | -546.94120935747+9.37317554732724i | -0.126779801931713-186.970653248947i | -3.19838144022187-186.631158679222i | 3.07160163829015-0.339494569725035i | -3.44367704587847-395.360996935433i | -3.81041355092418-1280.73520661381i | 34.7161062390214-2249.41494719192i | -3.19838144022187-186.631158679222i | -26.3563486228397-396.088860971095i | -13.1200891262978-1283.39454965384i | 70.1016010594535-2247.00077866618i | 3.07160163829015-0.339494569725035i | 25.9842732152514+0.388369465937557i | 35.293948790625+3.04771250596875i | 27.335235840287-4112.48180399011i | 0.0116359403252876+1.75058276942079i | 18.8 | 0.16259 | 0.83741 | 4112.5727 | 1.7506 |  | 0.0191834803010191+9.01623574147901i | 18.8 | 1.7506 | 9.0163 | 1.466
[45 empty] | 3-Phase Short Circuit Current Level at Filter Bank: | 15 |  | kA |  |  |  | X/R Ratio: | 25 | [27 empty] | 19 | 0.0000125695098593445-0.0238820687327547i | 0.0000246259784999403-0.0467893591498867i | 0.0000608595145740713-0.115633077690736i | 0.0000849938285727108-0.161488274288151i | 0.344857168029253i | 0.344713537388674i | 0.344988038096392i | 0.344954338265383i | 0.005 | 0.01 | 0.0125 | 0.00501256950985934+0.320975099296498i | -0.005 | 0.0904949134639013-171.940335581414i | -0.005 | 0.0150246259784999+0.297924178238787i | -0.01 | 0.177296156990501-336.862698281953i | -0.01 | 0.0225608595145741+0.229354960405656i | -0.0125 | 0.438161596312463-832.507032993683i | -0.0125 | 0.0125849938285727+0.183466063977232i | 0.611917986279716-1162.64417393146i | 0.00501256950985934+0.320975099296498i | 0.0904949134639013-171.940335581414i | -0.000243210222668582+0.0155737342329966i | 0.0150234099273866+0.298002046909952i | -2.50043492399864-336.905925272987i | -0.0016874372918411+0.0334717463898897i | 0.0225439851416557+0.229689677869555i | -10.8428874188126-832.99184669219i | -0.00529046745608778+0.0539019946177503i | 0.0125188629853716+0.184139838909954i | -44.2595535457193-1167.07214308048i | -6325.07270882187-189.655672967177i | -3640.26828879104+34.1336281963573i | -1133.10511382897+73.4223654599591i | -534.678338538438+9.01913676383591i | -0.118180085992306-184.709673778432i | -3.11031396244497-184.387657634952i | 2.99213387645266-0.322016143480616i | -3.23018544797844-389.881768505063i | -3.28726992380841-1253.44453620263i | 31.7766774682306-2184.05313086443i | -3.11031396244497-184.387657634952i | -25.3096833211465-390.59667202118i | -11.775693424573-1255.84901509453i | 65.4225471666684-2181.86127075208i | 2.99213387645266-0.322016143480616i | 25.0716317496207+0.392887372636018i | 33.5600552503854+2.79736626454418i | 25.1410420104514-4012.08910935055i | 0.0112442607040162+1.79439562984414i | 19 | 0.16453 | 0.83547 | 4012.1679 | 1.7944 |  | 0.0191834803010191+9.11215314298411i | 19 | 1.7944 | 9.1122 | 1.4992
[81 empty] | 19.2 | 0.0000123090090203816-0.0236332973191327i | 0.0000241156095093191-0.0463019702578926i | 0.0000595982120425619-0.114428567121719i | 0.000083232346709247-0.159806105681754i | 0.348487243482192i | 0.348342100940133i | 0.348619491128985i | 0.348585436562914i | 0.005 | 0.01 | 0.0125 | 0.00501230900902038+0.324853946163059i | -0.005 | 0.0886194226020444-170.149291395925i | -0.005 | 0.0150241156095093+0.30204013068224i | -0.01 | 0.17362172591421-333.353713755282i | -0.01 | 0.0225595982120426+0.234190924007266i | -0.0125 | 0.429080775761939-823.835089462924i | -0.0125 | 0.0125832323467092+0.18877933088116i | 0.599236095690014-1150.53330372483i | 0.00501230900902038+0.324853946163059i | 0.0886194226020444-170.149291395925i | -0.000237425941788982+0.0153878689388119i | 0.0150229284798004+0.302117070026934i | -2.44459222956813-333.395475275097i | -0.0016418427074536+0.0330181102098651i | 0.0225431797849681+0.234521105109365i | -10.5830214062664-824.301756577048i | -0.00507652955477557+0.0528121291078992i | 0.0125197757272745+0.189439482495009i | -42.9070707714041-1154.73818757408i | -6083.94774359201-175.584255598365i | -3527.10678395907+30.3604481408028i | -1105.99872813175+69.8415361826598i | -522.830671480847+8.68324170452036i | -0.110158682843388-182.505610984694i | -3.02599896609791-182.199819512304i | 2.91584028325452-0.305791472390697i | -3.03350717173541-384.565318241719i | -2.83481254415623-1227.43867426508i | 29.16505344985-2122.77068550991i | -3.02599896609791-182.199819512304i | -24.328747446754-385.265920594529i | -10.5842439812946-1229.6181721814i | 61.2061143913303-2120.77558022598i | 2.91584028325452-0.305791472390697i | 24.2110805582732+0.39481088041857i | 31.9605119954118+2.5743087967396i | 23.186575051115-3917.2802890014i | 0.0108782220337093+1.83783265351132i | 19.2 | 0.16638 | 0.83362 | 3917.3489 | 1.8379 |  | 0.0191834803010191+9.2080705444892i | 19.2 | 1.8379 | 9.2081 | 1.5321
| Info@VarStec.com | [33 empty] | 3 ¦ P a g e |  | Info@VarStec.com | [19 empty] | 4 ¦ P a g e | [23 empty] | 19.4 | 0.0000120565233035446-0.0233896552088765i | 0.0000236209436151077-0.045824630613309i | 0.000058375717423795-0.113248891802162i | 0.0000815250623382539-0.158158620936213i | 0.352117318935132i | 0.351970664491594i | 0.352250944161579i | 0.352216534860445i | 0.005 | 0.01 | 0.0125 | 0.00501205652330354+0.328727663726256i | -0.005 | 0.0868016370756621-168.395175926784i | -0.005 | 0.0150236209436151+0.306146033878285i | -0.01 | 0.170060350189052-329.917079366761i | -0.01 | 0.0225583757174238+0.239002052359417i | -0.0125 | 0.420279355024507-815.341948747541i | -0.0125 | 0.0125815250623383+0.194057913924232i | 0.586944403083048-1138.67214198112i | 0.00501205652330354+0.328727663726256i | 0.0868016370756621-168.395175926784i | -0.000231852888606016+0.0152066238768999i | 0.0150224616791721+0.306222066997669i | -2.39064162760365-329.957442234574i | -0.00159817453818072+0.0325776374709125i | 0.022542393972042+0.239327828734126i | -10.3327752415022-815.791396874137i | -0.00487626890887682+0.0517703155988051i | 0.0125205717009773+0.194705042869217i | -41.62151620937-1142.66972657075i | -5858.24327976039-162.949240292402i | -3419.73538073159+27.0415439782148i | -1079.88984404909+66.505303927427i | -511.379449995617+8.36432457119144i | -0.102671572443814-180.356265787761i | -2.94522354271118-180.065560890979i | 2.84255197026736-0.290704896781178i | -2.85201261899433-379.404203491408i | -2.44251602687801-1202.62476944157i | 26.8363651789081-2065.19053576988i | -2.94522354271118-180.065560890979i | -23.4079160155519-380.089545987682i | -9.52540939791302-1204.60501664546i | 57.3934167739318-2063.37014836669i | 2.84255197026736-0.290704896781178i | 23.398455366825+0.394637599492122i | 30.48134873786+2.37488480338271i | 21.4391649605919-3827.57577449062i | 0.0105354350091809+1.88091168144768i | 19.4 | 0.16817 | 0.83183 | 3827.6358 | 1.8809 |  | 0.0191834803010191+9.3039879459943i | 19.4 | 1.8809 | 9.304 | 1.5646
[81 empty] | 19.6 | 0.0000118117272360517-0.0231509853826615i | 0.0000231413431563464-0.0453570325864389i | 0.0000571904548316996-0.112093291470131i | 0.0000798697746437787-0.156544758301806i | 0.355747394388071i | 0.355599228043053i | 0.355882397194172i | 0.355847633157975i | 0.005 | 0.01 | 0.0125 | 0.00501181172723605+0.33259640900541i | -0.005 | 0.0850392136246312-166.676858704278i | -0.005 | 0.0150231413431563+0.310242195456614i | -0.01 | 0.166607438938054-326.550580318586i | -0.01 | 0.0225571904548317+0.243789105724041i | -0.0125 | 0.411745988417221-807.022137297753i | -0.0125 | 0.0125798697746438+0.199302874856169i | 0.575027063557034-1127.05304457178i | 0.00501181172723605+0.33259640900541i | 0.0850392136246312-166.676858704278i | -0.000226480616067971+0.0150298222904478i | 0.015022008940076+0.310317344568066i | -2.33849686758383-326.589607520498i | -0.00155632174790514+0.0321497366983334i | 0.0225416272373526+0.244110603091024i | -10.0916633553113-807.455233748014i | -0.00468850573560939+0.0507733514827544i | 0.0125212634529487+0.199937541749703i | -40.3982610943972-1130.85767821506i | -5646.56274121564-151.566525859884i | -3317.73133918523+24.1146202761036i | -1054.72911311727+63.3920740724666i | -500.306965395769+8.06130782828059i | -0.0956785166634759-178.259553164969i | -2.86778925527098-177.982899333748i | 2.77211073860751-0.27665383122093i | -2.68426108214513-374.391430049852i | -2.1015986065862-1178.91894244674i | 24.7529619145899-2010.98073854711i | -2.86778925527098-177.982899333748i | -22.5421726042172-375.060858419035i | -8.58196887128693-1180.72218223547i | 53.9345894932167-2009.31598693959i | 2.77211073860751-0.27665383122093i | 22.6300222606796+0.39277453796363i | 29.1103925253801+2.19601432669985i | 19.8714237091951-3742.55066420867i | 0.010213796247356+1.9236492809494i | 19.6 | 0.16988 | 0.83012 | 3742.6034 | 1.9237 |  | 0.0191834803010191+9.39990534749939i | 19.6 | 1.9237 | 9.3999 | 1.5969
[81 empty] | 19.8 | 0.0000115743116996816-0.0229171371653697i | 0.000022676202513662-0.0448988809770508i | 0.0000560409275663159-0.110961036581305i | 0.0000782643933978475-0.154963498927738i | 0.35937746984101i | 0.359227791594513i | 0.359513850226766i | 0.359478731455505i | 0.005 | 0.01 | 0.0125 | 0.00501157431169968+0.33646033267564i | -0.005 | 0.0833299267344327-164.993254934178i | -0.005 | 0.0150226762025137+0.314328910617462i | -0.01 | 0.163258631969501-323.252091299613i | -0.01 | 0.0225560409275663+0.248552813645461i | -0.0125 | 0.403469900362129-798.870402717011i | -0.0125 | 0.0125782643933978+0.204515232527767i | 0.563469028394739-1115.66867622158i | 0.00501157431169968+0.33646033267564i | 0.0833299267344327-164.993254934178i | -0.000221299328721389+0.0148572965562276i | 0.0150215697058701+0.314403197100243i | -2.288076645508-323.289842253607i | -0.00151618137687689+0.0317338521611134i | 0.0225408791137975+0.248870152167072i | -9.85923129810227-799.287959269167i | -0.00451218669678703+0.0498183138362273i | 0.012521862059688+0.20513796145072i | -39.2330868771177-1119.2934288153i | -5447.67204971151-141.280096920286i | -3220.71245697379+21.5270562576415i | -1030.47016767324+60.4825966692055i | -489.596489976668+7.77319483271059i | -0.0891427030778789-176.213494820036i | -2.79351109156074-175.949947810854i | 2.70436838848286-0.263547009182474i | -2.52897512685768-369.520420223986i | -1.80470286301664-1156.24520186934i | 22.8830859244133-1959.84794085463i | -2.79351109156074-175.949947810854i | -21.7270296313803-370.173522637286i | -7.73927487923289-1157.89073587995i | 50.7871900208152-1958.3222378159i | 2.70436838848286-0.263547009182474i | 21.9024228930055+0.38955540411564i | 27.8369949092215+2.0350894147241i | 18.4602652314611-3661.82705776799i | 0.00991144708313191+1.96606086941772i | 19.8 | 0.17153 | 0.82847 | 3661.8736 | 1.9661 |  | 0.0191834803010191+9.49582274900449i | 19.8 | 1.9661 | 9.4958 | 1.6288
[81 empty] | 20 | 0.0000113439829544402-0.0226879659088804i | 0.0000222249461964543-0.0444498923929086i | 0.0000549257133865497-0.109851426773099i | 0.0000767069323585957-0.153413864717191i | 0.363007545293949i | 0.362856355145973i | 0.363145303259359i | 0.363109829753036i | 0.005 | 0.01 | 0.0125 | 0.00501134398295444+0.340319579385069i | -0.005 | 0.0816716616069843-163.343323213969i | -0.005 | 0.0150222249461965+0.318406462753064i | -0.01 | 0.160009786005521-320.019572011041i | -0.01 | 0.0225549257133866+0.25329387648626i | -0.0125 | 0.395440851352184-790.881702704365i | -0.0125 | 0.0125767069323586+0.209695965035845i | 0.552255997532942-1104.51199506588i | 0.00501134398295444+0.340319579385069i | 0.0816716616069843-163.343323213969i | -0.000216299833780366+0.014688887592545i | 0.0150211434470276+0.318479907191027i | -2.23930426211039-320.056102810558i | -0.00147765783621257+0.0313294611822775i | 0.0225401491350245+0.253607171098083i | -9.63505332329282-791.284479916756i | -0.00434636885879032+0.0489025296249629i | 0.0125223773216237+0.210307246656157i | -38.1221411670066-1107.96879672745i | -5260.47674425153-131.957095903168i | -3128.33222542481+19.2342263049497i | -1007.06942414528+57.7596633878794i | -479.232213369342+7.49906307131795i | -0.0830304236439407-174.216212402573i | -2.72221647752363-173.964909400991i | 2.63918605387969-0.251303001582807i | -2.38501897246862-364.784983251898i | -1.54564047193162-1134.53451754114i | 21.1998190906902-1911.53194063239i | -2.72221647752363-173.964909400991i | -20.9584609313842-365.42154062431i | -6.9848189444701-1136.03915469792i | 47.9149186281044-1910.13081502498i | 2.63918605387969-0.251303001582807i | 21.2126280127953+0.385254370829297i | 26.651806485334+1.88989152760148i | 17.186129222646-3585.067653828i | 0.00962673922428918+2.00816082305256i | 20 | 0.17312 | 0.82688 | 3585.1088 | 2.0082 |  | 0.0191834803010191+9.59174015050959i | 20 | 2.0082 | 9.5918 | 1.6605
[81 empty] | 20.2 | 0.0000111204617295564-0.022463332693704i | 0.000021787027061988-0.0440097946652159i | 0.0000538434601089237-0.108763789420026i | 0.0000751955031236672-0.151894916309808i | 0.366637620746889i | 0.366484918697432i | 0.366776756291953i | 0.366740928050565i | 0.005 | 0.01 | 0.0125 | 0.00501112046172956+0.344174288053185i | -0.005 | 0.0800624076162118-161.726063384748i | -0.005 | 0.015021787027062+0.322475124032216i | -0.01 | 0.156856961860333-316.851062957874i | -0.01 | 0.0225538434601089+0.258012966871927i | -0.0125 | 0.38764910626421-783.051194653705i | -0.0125 | 0.0125751955031237+0.214846011740757i | 0.541374375309624-1093.57623812544i | 0.00501112046172956+0.344174288053185i | 0.0800624076162118-161.726063384748i | -0.000211473496478789+0.0145244443131156i | 0.0150207296595796+0.322547746253782i | -2.19210730867357-316.886426595951i | -0.00144066227396442+0.030936071689681i | 0.0225394368373693+0.258322327588824i | -9.41873019069505-783.439905784781i | -0.00419020598592226+0.048023549619725i | 0.0125228179282997+0.215446306111004i | -37.061899196322-1096.87600021465i | -5084.00284977144-123.483866205695i | -3040.27568148176+17.1981421945126i | -984.485897212829+55.2078500457971i | -469.19918343806+7.23805797285389i | -0.0773107851213598-172.265921232478i | -2.6537443539952-172.026072272113i | 2.57643356887385-0.239848960364716i | -2.25138016167851-360.179287959934i | -1.31918704741943-1113.7240246607i | 19.6802400504059-1865.80114007886i | -2.6537443539952-172.026072272113i | -20.232844435494-360.799233998812i | -6.3078788083511-1115.10245268719i | 45.2865876915484-1864.5119233369i | 2.57643356887385-0.239848960364716i | 20.5578978426893+0.380097078512845i | 25.546589603621+1.7585251050026i | 16.0323620561866-3511.97037393197i | 0.00935820598304+2.04996257260215i | 20.2 | 0.17465 | 0.82535 | 3512.007 | 2.05 |  | 0.0191834803010191+9.68765755201468i | 20.2 | 2.05 | 9.6877 | 1.692
[81 empty] | 20.4 | 0.0000109034823765526-0.0222431040481673i | 0.0000213619246561031-0.0435783262984503i | 0.0000527928815068797-0.107697478274035i | 0.0000737283094033558-0.150405751182846i | 0.370267696199829i | 0.370113482248891i | 0.370408209324546i | 0.370372026348095i | 0.005 | 0.01 | 0.0125 | 0.00501090348237655+0.348024592151662i | -0.005 | 0.0785002522105311-160.140514509483i | -0.005 | 0.0150213619246561+0.326535155950441i | -0.01 | 0.153796412494102-313.744681487968i | -0.01 | 0.0225527928815069+0.262710731050511i | -0.0125 | 0.380085404835684-775.374225864798i | -0.0125 | 0.0125737283094034+0.219966275165249i | 0.530811229233116-1082.85490763556i | 0.00501090348237655+0.348024592151662i | 0.0785002522105311-160.140514509483i | -0.00020681219927877+0.0143638231227407i | 0.0150203278636597+0.326606975066055i | -2.146417377895-313.778928063705i | -0.00140511200452658+0.030553219982484i | 0.0225387417614616+0.263016263250336i | -9.20988716698713-775.749540441067i | -0.00404293678642686+0.0471791254976586i | 0.0125231915995731+0.22055601423397i | -36.0491300192269-1086.00762871357i | -4917.38079923222-115.762755263319i | -2956.25583847232+15.3863498144123i | -962.681025218763+52.8132968753032i | -459.483251403002+6.98938725650242i | -0.071955448234793-170.360924487491i | -2.58794431731359-170.131804939396i | 2.51598886907881-0.229119548094004i | -2.1271539521062-355.697837519947i | -1.12091640583419-1093.75633709091i | 18.3047455666285-1822.44872560395i | -2.58794431731359-170.131804939396i | -19.5469132155629-356.301226538649i | -5.69923028279752-1095.02143143377i | 42.8752862425141-1821.26029093685i | 2.51598886907881-0.229119548094004i | 19.9357481325356+0.374269470608909i | 24.5140620094988+1.63936381347164i | 14.9847197604533-3442.2638247023i | 0.00910453806583883+2.09147868800144i | 20.4 | 0.17612 | 0.82388 | 3442.2964 | 2.0915 |  | 0.0191834803010191+9.78357495351978i | 20.4 | 2.0915 | 9.7836 | 1.7231
Harmonic Filter Design - H - Type ¦ Enter Customer PO # ¦ | [35 empty] | Harmonic Filter Design - H - Type ¦ Enter Customer PO # ¦ | [44 empty] | 20.6 | 0.0000106927920795908-0.0220271516839571i | 0.0000209491436661371-0.0431552359522425i | 0.0000517727534874066-0.106651872184058i | 0.0000723036416810427-0.148945501862948i | 0.373897771652769i | 0.373742045800352i | 0.37403966235714i | 0.374003124645626i | 0.005 | 0.01 | 0.0125 | 0.00501069279207959+0.351870619968812i | -0.005 | 0.0769833752276894-158.58575296904i | -0.005 | 0.0150209491436661+0.330586809848109i | -0.01 | 0.150824571874657-310.698618061794i | -0.01 | 0.0225517727534874+0.267387790173082i | -0.0125 | 0.37274093413815-767.846324324592i | -0.0125 | 0.012572303641681+0.225057622782678i | 0.520554251539615-1072.34175817161i | 0.00501069279207959+0.351870619968812i | 0.0769833752276894-158.58575296904i | -0.000202308304556068+0.0142068874510741i | 0.0150199376021433+0.330657844285364i | -2.10216979752421-310.731794970751i | -0.00137092999420121+0.0301804686914301i | 0.0225380634535454+0.267689594859996i | -9.00817220303681-768.208871392711i | -0.00390387479898518+0.0463671896868362i | 0.0125235052066937+0.225637212653763i | -35.0808667848194-1075.35661703623i | -4759.83185668221-108.709516337476i | -2876.01060123146+13.7710283056336i | -941.618506825738+50.5635202105287i | -450.071020882667+6.7523157768924i | -0.0669383927605486-168.499607815685i | -2.5246758224759-168.280551793516i | 2.45773742971536-0.219056022168181i | -2.01152997200851-351.335446163306i | -0.947066028672605-1074.57895233118i | 17.0565008967309-1781.28944275446i | -2.5246758224759-168.280551793516i | -18.8977134863504-351.922427104524i | -5.15091077774981-1075.74203422017i | 40.6576987889308-1780.19198718694i | 2.45773742971536-0.219056022168181i | 19.3439209440572+0.367924919048951i | 23.5477656931344+1.53100680803888i | 14.0309665032892-3375.70344906463i | 0.00886456310811791+2.13272095343608i | 20.6 | 0.17755 | 0.82245 | 3375.7326 | 2.1327 |  | 0.0191834803010191+9.87949235502487i | 20.6 | 2.1327 | 9.8795 | 1.7541
[81 empty] | 20.8 | 0.0000104881501187115-0.02181535224692i | 0.0000205482124774757-0.0427402819531494i | 0.0000507819105237615-0.105626373889424i | 0.0000709198722312876-0.147513334241078i | 0.377527847105707i | 0.377370609351811i | 0.377671115389733i | 0.377634222943157i | 0.005 | 0.01 | 0.0125 | 0.00501048815011871+0.355712494858787i | -0.005 | 0.075510043590411-157.060890668055i | -0.005 | 0.0150205482124775+0.334630327398662i | -0.01 | 0.147938044585296-307.711132737415i | -0.01 | 0.0225507819105238+0.272044741500309i | -0.0125 | 0.365607302894389-760.46319002033i | -0.0125 | 0.0125709198722313+0.230120888702079i | 0.510591723325638-1062.03078451733i | 0.00501048815011871+0.355712494858787i | 0.075510043590411-157.060890668055i | -0.000197954620424983+0.0140535073211433i | 0.0150195584393754+0.334700594935268i | -2.05930338472148-307.743284847361i | -0.00133804439665294+0.0298174049135471i | 0.0225374014665573+0.272342915549444i | -8.81325427017937-760.813561115365i | -0.00377239966260156+0.0455858375800405i | 0.0125237648764488+0.23069071167183i | -34.1543805256746-1064.91622211391i | -4610.65659993528-102.251185091134i | -2799.3000887685+12.3282510824693i | -921.2641486513+48.44725046507i | -440.949800567114+6.52616082560985i | -0.0622357059371544-166.680434337991i | -2.46380744635809-166.470828889793i | 2.40157174042093-0.209605448197301i | -1.90378076867228-347.087217708496i | -0.79442734870821-1056.14373387743i | 15.9209921431902-1742.15686097343i | -2.46380744635809-166.470828889793i | -18.2825684294233-347.658013150518i | -4.65602433712086-1057.21478683578i | 38.6135468269073-1741.1417223743i | 2.40157174042093-0.209605448197301i | 18.780359401172+0.361189993826007i | 22.6419563895847+1.43224295217004i | 13.1605483198726-3312.06824689735i | 0.00863722830078628+2.17370043412555i | 20.8 | 0.17892 | 0.82108 | 3312.0944 | 2.1737 |  | 0.0191834803010191+9.97540975652997i | 20.8 | 2.1737 | 9.9754 | 1.7848
🧮 VENDOR SPECIFICATIONS | [35 empty] | Capacitor Specification | [44 empty] | 21 | 0.0000102893271819538-0.0216075870821031i | 0.0000201586818258687-0.0423332318343244i | 0.0000498192423248684-0.104620408882224i | 0.0000695754504684499-0.146108445983745i | 0.381157922558647i | 0.380999172903271i | 0.381302568422327i | 0.381265321240687i | 0.005 | 0.01 | 0.0125 | 0.00501028932718195+0.359550335476544i | -0.005 | 0.0740786063539661-155.56507334333i | -0.005 | 0.0150201586818259+0.338665941068947i | -0.01 | 0.145133596122056-304.780551856319i | -0.01 | 0.0225498192423249+0.276682159540103i | -0.0125 | 0.358676517499562-753.220686749083i | -0.0125 | 0.0125695754504685+0.235156875256942i | 0.500912481060154-1051.91621022633i | 0.00501028932718195+0.359550335476544i | 0.0740786063539661-155.56507334333i | -0.000193744369401849+0.01390355894962i | 0.0150191899599789+0.338735458863695i | -2.01776021929601-304.811721669625i | -0.001306388132761+0.0294636385040771i | 0.0225367553609973+0.276976795925144i | -8.62482183958488-753.559438607309i | -0.00364794955728972+0.044833311800654i | 0.0125239760810024+0.23571729165445i | -33.267156988821-1054.68000195324i | -4469.22510814372-96.3243349981774i | -2725.90430161314+11.0373769695208i | -901.585723454052+46.4542922150879i | -432.107560250793+6.31028785048963i | -0.0578253918234095-164.9019400089i | -2.4052162078397-164.701219987078i | 2.34739081601629-0.200720021822992i | -1.80325194618085-342.948525763113i | -0.66025588708248-1038.40645923142i | 14.8856597282055-1704.90104371975i | -2.4052162078397-164.701219987078i | -17.6990469117553-343.503414937391i | -4.20858018712372-1039.39431147856i | 36.7251285263757-1703.96054655336i | 2.34739081601629-0.200720021822992i | 18.2431857815909+0.354169152455671i | 21.7915100816323+1.34202139959623i | 12.3643265031188-3251.15796872318i | 0.00842158558119635+2.21442753591831i | 21 | 0.18024 | 0.81976 | 3251.1815 | 2.2144 |  | 0.0191834803010191+10.0713271580351i | 21 | 2.2144 | 10.0713 | 1.8153
[36 empty] | The capacitors listed on page 1 in accordance with the system BIL and fundamental frequency shall be provided. The capacitors shall be all-film, low-loss, double-bushing capacitors designed, manufactured, and tested to applicable IEEE/ANSI and IEC standards, supplied by Cooper, GE, or Hitachi (no others). The capacitors shall be connected unground-wye and shall have applicable over-voltage and blown-fuse protection. | [44 empty] | 21.2 | 0.0000100961047226858-0.0214037420120939i | 0.0000197801235383232-0.0419338619012452i | 0.0000488836907236164-0.103633424334067i | 0.0000682688986010183-0.144730065034159i | 0.384787998011587i | 0.38462773645473i | 0.384934021454921i | 0.384896419538217i | 0.005 | 0.01 | 0.0125 | 0.00501009610472269+0.363384255999493i | -0.005 | 0.072687490079234-154.097478967976i | -0.005 | 0.0150197801235383+0.342693874553485i | -0.01 | 0.142408143828703-301.905264916851i | -0.01 | 0.0225488836907236+0.281300597120854i | -0.0125 | 0.351940959618331-746.114834390864i | -0.0125 | 0.012568268898601+0.240166354504058i | 0.491505885297677-1041.99247683108i | 0.00501009610472269+0.363384255999493i | 0.072687490079234-154.097478967976i | -0.000189671159638568+0.0137569243761317i | 0.0150188317677401+0.342762659175366i | -1.97748543416576-301.935492720688i | -0.00127589851005209+0.0291188005103507i | 0.0225361247056231+0.281591785125958i | -8.44258149062893-746.442491432289i | -0.00353001463906858+0.0441079882508842i | 0.0125241437156126+0.240717704357194i | -32.4168761070854-1044.64179652662i | -4334.96856754265-90.873636793339i | -2655.62108207209+9.88054643429681i | -882.552838346052+44.5754029519558i | -423.532889971737+6.10410655596697i | -0.0536871994483577-163.162729306267i | -2.34878694131993-162.970372824286i | 2.29509974187157-0.192356481979944i | -1.70935364357939-338.914995467584i | -0.542197342004475-1021.32642385731i | 13.9395967778643-1669.38655568947i | -2.34878694131993-162.970372824286i | -17.1449363389683-339.454300514739i | -3.80335847312595-1022.23890258248i | 34.9769374321726-1668.51388045788i | 2.29509974187157-0.192356481979944i | 17.7306824372604+0.34694856517659i | 20.991843568382+1.25942729034545i | 11.6343585928321-3192.79070432063i | 0.00821677896075523+2.25491205862604i | 21.2 | 0.18152 | 0.81848 | 3192.8119 | 2.2549 |  | 0.0191834803010191+10.1672445595402i | 21.2 | 2.2549 | 10.1673 | 1.8456
Reactor Specification | [80 empty] | 21.4 | 9.90827435878009E-06-0.0212037071277894i | 0.0000194121293559773-0.0415419568217915i | 0.0000479742467677669-0.102664888083021i | 0.000066998807568894-0.143377448197433i | 0.388418073464527i | 0.388256300006191i | 0.388565474487514i | 0.388527517835749i | 0.005 | 0.01 | 0.0125 | 0.00500990827435878+0.367214366336738i | -0.005 | 0.071335194507032-152.657316245049i | -0.005 | 0.015019412129356+0.346714343184399i | -0.01 | 0.13975874842194-299.083721622952i | -0.01 | 0.0225479742467678+0.285900586404493i | -0.0125 | 0.345393365240681-739.141801615056i | -0.0125 | 0.0125669988075689+0.245150069638316i | 0.482361791428503-1032.25423365699i | 0.00500990827435878+0.367214366336738i | 0.071335194507032-152.657316245049i | -0.000185728958485955+0.0136134911191626i | 0.0150184834845636+0.346782410639995i | -1.93842702154385-299.11304562834i | -0.00124651687747962+0.0287825417339987i | 0.022535509077993+0.286188411821833i | -8.26625663573859-739.45885821806i | -0.00341813132218831+0.0434083637121303i | 0.0125242721660415+0.245692674184718i | -31.6013937680369-1034.79571036145i | -4207.37206234963-85.8506632915354i | -2588.2643245203+8.84226310047698i | -864.136812455108+42.8021876688992i | -415.214962021614+5.90706735016387i | -0.0498024678083891-161.461471223675i | -2.29441171997586-161.276995622082i | 2.24460925216747-0.184475601593677i | -1.62155314801305-334.982486655687i | -0.438226554965671-1004.86609302212i | 13.073299731402-1635.49075168179i | -2.29441171997586-161.276995622082i | -16.6182190164974-335.506561502964i | -3.43579815718027-1005.71015535634i | 33.3553451132129-1634.67982399618i | 2.24460925216747-0.184475601593677i | 17.2412751206519+0.339599245684222i | 20.2388467228666+1.18366157990016i | 10.9637175606149-3136.80080258327i | 0.00802203364037519+2.29516324388674i | 21.4 | 0.18276 | 0.81724 | 3136.82 | 2.2952 |  | 0.0191834803010191+10.2631619610453i | 21.4 | 2.2952 | 10.2632 | 1.8757
|  |  |  | Filter Type: | H-Type | [12 empty] | Return Quote to: | VarStec Power Solutions | [61 empty] | 21.6 | 9.72563731055093E-06-0.02100737659079i | 0.0000190543098329161-0.0411573092390988i | 0.0000470899479985349-0.101714287676835i | 0.000065763833242773-0.14204987980439i | 0.392048148917467i | 0.39188486355765i | 0.392196927520108i | 0.392158616133278i | 0.005 | 0.01 | 0.0125 | 0.00500972563731055+0.371040772326677i | -0.005 | 0.070020288511512-151.243823184866i | -0.005 | 0.0150190543098329+0.350727554318551i | -0.01 | 0.13718260606337-296.31442909688i | -0.01 | 0.0225470899479985+0.290482639843273i | -0.0125 | 0.339026805088903-732.297898992027i | -0.0125 | 0.0125657638332428+0.250108736328888i | 0.473470522315938-1022.69632820243i | 0.00500972563731055+0.371040772326677i | 0.070020288511512-151.243823184866i | -0.000181912068171911+0.0134731518563329i | 0.015018144749492+0.350794920077833i | -1.9005356535032-296.342885567534i | -0.00121818831182053+0.0284545314093666i | 0.0225349080648803+0.290767185157367i | -8.09558635055412-732.604821580069i | -0.00331187728557021+0.0427330448005085i | 0.0125243653671732+0.250642899388894i | -30.8187255874537-1025.13609662802i | -4085.9683604726-81.212893273436i | -2523.66240002503+7.90904477015767i | -846.310563440162+41.1270069298152i | -407.143495608461+5.71865810695112i | -0.0461539859635466-159.796895541198i | -2.24198932512205-159.619853797084i | 2.19583533915851-0.17704174411432i | -1.53936847253493-331.147078315436i | -0.346596918728846-988.990794783891i | 12.2784611922676-1603.10230182093i | -2.24198932512205-159.619853797084i | -16.1170514992252-331.656299681146i | -3.10190305847482-989.772639387838i | 31.8483358382903-1602.34769780729i | 2.19583533915851-0.17704174411432i | 16.7735183658487+0.332179621596575i | 19.5288245055946+1.11402422554492i | 10.3463418150403-3083.03707046146i | 0.00783664662806086+2.33518981823087i | 21.6 | 0.18396 | 0.81604 | 3083.0544 | 2.3352 |  | 0.0191834803010191+10.3590793625504i | 21.6 | 2.3352 | 10.3591 | 1.9056
[81 empty] | 21.8 | 9.54800387461911E-06-0.0208146484466697i | 0.0000187062933053761-0.0407797194057201i | 0.0000462298759031303-0.100781129468824i | 0.000064562692866472-0.140746670448909i | 0.395678224370405i | 0.39551342710911i | 0.395828380552701i | 0.395789714430809i | 0.005 | 0.01 | 0.0125 | 0.00500954800387462+0.374863575923735i | -0.005 | 0.0687414063122196-149.856265760639i | -0.005 | 0.0150187062933054+0.35473370770339i | -0.01 | 0.134677040938225-293.595949245333i | -0.01 | 0.0225462298759031+0.295047251083877i | -0.0125 | 0.332834666277023-725.579572483909i | -0.0125 | 0.0125645626928665+0.2550430439819i | 0.464822842682627-1013.31379704813i | 0.00500954800387462+0.374863575923735i | 0.0687414063122196-149.856265760639i | -0.000178215103401559+0.0133358041270501i | 0.0150178152177884+0.354800386724025i | -1.86376451569999-293.623572617161i | -0.00119086133239969+0.0281344559872885i | 0.0225343212625791+0.29532859564375i | -7.93032429944535-725.876801442082i | -0.00321086710020799+0.0420807381084889i | 0.0125244268541139+0.255569053208256i | -30.0670324360024-1015.65754255443i | -3970.33253776865-76.9228776841375i | -2461.6567654247+7.06913134070624i | -829.048502263248+39.5428964604995i | -399.308723970383+5.53840121380812i | -0.0427258666661667-158.167789352447i | -2.19142475813049-157.997766876213i | 2.14869889146433-0.170022476233457i | -1.46236275676267-327.40505424238i | -0.26579828782113-973.668448473047i | 11.5477971182874-1572.11991596591i | -2.19142475813049-157.997766876213i | -15.6397464969129-327.899814369812i | -2.79816281050609-974.393610934659i | 30.4452837918008-1571.4167813188i | 2.14869889146433-0.170022476233457i | 16.3260826316145+0.324737651197933i | 18.8584471542994+1.04990011281055i | 9.77691020703743-3031.36120803378i | 0.00765997862358058+2.37500003192995i | 21.8 | 0.18511 | 0.81489 | 3031.377 | 2.375 |  | 0.0191834803010191+10.4549967640554i | 21.8 | 2.375 | 10.455 | 1.9354
[8 empty] | System Voltage: | 12.47 kV | [26 empty] | High-Pass Resistor specification | [44 empty] | 22 | 9.37519293110551E-06-0.0206254244484322i | 0.0000183677249262476-0.0404089948377447i | 0.0000453931535286696-0.0998649377630727i | 0.0000633941617246184-0.139467155794161i | 0.399308299823344i | 0.399141990660569i | 0.399459833585295i | 0.399420812728338i | 0.005 | 0.01 | 0.0125 | 0.00500937519293111+0.378682875374912i | -0.005 | 0.0674972439261062-148.493936637434i | -0.005 | 0.0150183677249262+0.358732995822824i | -0.01 | 0.132239498304209-290.926896269259i | -0.01 | 0.0225453931535287+0.299594895822222i | -0.0125 | 0.326810635132018-718.983397290437i | -0.0125 | 0.0125633941617246+0.259953656934177i | 0.456409935119386-1004.10185726265i | 0.00500937519293111+0.378682875374912i | 0.0674972439261062-148.493936637434i | -0.000174632970706223+0.0132013500557144i | 0.0150174945600727+0.358799002573103i | -1.82806915315341-290.953719261291i | -0.00116448764123375+0.0278220180145251i | 0.0225337482771164+0.299873116002367i | -7.77023774748486-719.271348727777i | -0.0031147483905719+0.0414502413871679i | 0.0125244598068425+0.260471784951517i | -29.3446075030355-1006.35485602192i | -3860.07731198681-72.9475388122542i | -2402.10073174004+6.31223948064051i | -812.326435636256+38.0434966220453i | -391.701363753911+5.36585087883185i | -0.0395034321202236-156.572993827776i | -2.14262879153194-156.409605599059i | 2.10312535941173-0.163388228716068i | -1.39013937178569-323.752889785929i | -0.194521840440552-958.869323898743i | 10.8749020608343-1542.45123666294i | -2.14262879153194-156.409605599059i | -15.1847569734118-324.23359058606i | -2.52148613248719-959.542758555992i | 29.1367652389225-1541.79521714799i | 2.10312535941173-0.163388228716068i | 15.8977429610378+0.317312571414048i | 18.2247072530846+0.990747228661184i | 9.25073741648783-2981.64644417539i | 0.00749144697601083+2.41460169412437i | 22 | 0.18623 | 0.81377 | 2981.6608 | 2.4146 |  | 0.0191834803010191+10.5509141655605i | 22 | 2.4146 | 10.5509 | 1.9649
[8 empty] | BIL Rating: | 95 | [26 empty] | The resistors listed on Page 1 shall be provided. Where ratings permit, resistors shall be stainless steel grid type. Each resistor shall have the per-phase ohmic value shown on Page 1, a continuous power rating not less than the value shown on Page 1, and an RMS current rating not less than the value shown. A minimum engineering margin of 1.5 times the calculated continuous watt loss should be considered when selecting the continuous power rating. The resistor elements shall be divided into appropriate series groups to provide adequate voltage withstand capability during switching transients. The overall resistor assembly BIL rating shall be coordinated with the system BIL level. If the watt losses in a high-pass filter resistor become excessive, VarStec recommends considering a C-type high-pass filter design, particularly for filters tuned at or below the 5th harmonic. As a general guideline, when resistor losses exceed approximately 100 kW per phase, a C-type high-pass design should be strongly considered. C-type high-pass filters exhibit near-zero losses at fundamental frequency and allow low effective damping factors, providing improved resonance damping with substantially lower resistor losses. | [44 empty] | 22.2 | 9.20703148176124E-06-0.02043960988951i | 0.0000180382657601854-0.0400449499876116i | 0.0000445789432458749-0.0989652540058422i | 0.0000622570700195286-0.138210695443354i | 0.402938375276285i | 0.40277055421203i | 0.403091286617889i | 0.40305191102587i | 0.005 | 0.01 | 0.0125 | 0.00500920703148176+0.382498765386775i | -0.005 | 0.0662865558422697-147.156153969839i | -0.005 | 0.0150180382657602+0.362725604224418i | -0.01 | 0.129867537976692-288.305934308257i | -0.01 | 0.0225445789432459+0.304126032612047i | -0.0125 | 0.320948681093441-712.506072027438i | -0.0125 | 0.0125622570700195+0.264841215582516i | 0.448223377600111-995.05589827225i | 0.00500920703148176+0.382498765386775i | 0.0662865558422697-147.156153969839i | -0.000171160849385578+0.0130696960938285i | 0.0150171824615133+0.362790952704887i | -1.79340732708254-288.331988025703i | -0.00113902188601998+0.0275169351001721i | 0.0225331887243857+0.304401201963049i | -7.61510665090953-712.785139399211i | -0.00302319845654431+0.0408404356436691i | 0.0125244670893127+0.265351721028062i | -28.6498647112026-997.223053213437i | -3754.84897963128-69.2575789157409i | -2344.85837069997+5.62935588398383i | -796.121475583625+36.6229903878601i | -384.312586485404+5.20059067263857i | -0.0364731106188789-155.011401195231i | -2.09551755610999-154.854289196655i | 2.0590444454911-0.157111998576107i | -1.32233762974798-320.187239597301i | -0.131630645627253-944.565827242222i | 10.2541274201053-1514.01187525792i | -2.09551755610999-154.854289196655i | -14.7506621354203-320.654287940916i | -2.26914430610503-945.191977582178i | 27.9143995350144-1513.39905685393i | 2.0590444454911-0.157111998576107i | 15.4873689511634+0.309936345038763i | 17.6248826116414+0.936086684996559i | 8.76368603411119-2933.77634329267i | 0.00733051955301051+2.4540022046611i | 22.2 | 0.18732 | 0.81268 | 2933.7894 | 2.454 |  | 0.0191834803010191+10.6468315670656i | 22.2 | 2.454 | 10.6468 | 1.9943
[8 empty] | 60 Second Withstand Voltage: | 35 | [71 empty] | 22.4 | 9.04335421683463E-06-0.0202571134457096i | 0.000017717591935023-0.0396874059344515i | 0.0000437864446519187-0.098081636020298i | 0.0000611502999424058-0.136976671870989i | 0.406568450729224i | 0.406399117763488i | 0.406722739650482i | 0.4066830093234i | 0.005 | 0.01 | 0.0125 | 0.00500904335421684+0.386311337283514i | -0.005 | 0.0651081519035887-145.842260264039i | -0.005 | 0.015017717591935+0.366711711829037i | -0.01 | 0.127558828219276-285.731775211178i | -0.01 | 0.0225437864446519+0.308641103630184i | -0.0125 | 0.315243041614825-706.144413217208i | -0.0125 | 0.0125611502999424+0.269706337452411i | 0.440255122395696-986.171474166359i | 0.00500904335421684+0.386311337283514i | 0.0651081519035887-145.842260264039i | -0.000167794173902802+0.0129407527795112i | 0.0150168786210655+0.366776415592935i | -1.75973888189422-285.757089241257i | -0.00111442144368632+0.0272189389612426i | 0.022532642230215+0.308913293019796i | -7.46472281893057-706.41496881993i | -0.00293592129361312+0.0402502780451023i | 0.0125244512837722+0.270209465927975i | -27.981328320834-988.257347205566i | -3654.32386692597-65.8269793196201i | -2289.80354138711+5.01256247283275i | -780.411955590904+35.2760486611767i | -377.13399197733+5.04223128315304i | -0.0336223429420885-153.48195192244i | -2.05001216100996-153.330782835551i | 2.01638981806787-0.151169086890119i | -1.25862901418994-316.704926295449i | -0.0761349303458481-930.732310203817i | 9.68047866946689-1486.72457005707i | -2.05001216100996-153.330782835551i | -14.3361550540841-317.158730244222i | -2.03872314161973-931.315169614341i | 26.7707140443723-1486.15142724378i | 2.01638981806787-0.151169086890119i | 15.0939158579621+0.30263486188344i | 17.0565040692358+0.88549427240566i | 8.31209238198901-2887.64375847878i | 0.00717670938761826+2.493208583013i | 22.4 | 0.18837 | 0.81163 | 2887.6557 | 2.4932 |  | 0.0191834803010191+10.7427489685707i | 22.4 | 2.4932 | 10.7428 | 2.0236
[8 empty] | Taps: | None | [71 empty] | 22.6 | 8.88400310864997E-06-0.020077847025549i | 0.0000174053938455184-0.0393361900908715i | 0.0000430148926025958-0.0972136572818669i | 0.000060072782925157-0.135764489410855i | 0.410198526182163i | 0.410027681314948i | 0.410354192683076i | 0.41031410762093i | 0.005 | 0.01 | 0.0125 | 0.00500888400310865+0.390120679156614i | -0.005 | 0.0639608943806688-144.551621300312i | -0.005 | 0.0150174053938455+0.370691491224077i | -0.01 | 0.125311140011107-283.203176425101i | -0.01 | 0.0225430148926026+0.313140535401209i | -0.0125 | 0.309688207996196-699.895350071406i | -0.0125 | 0.0125600727829252+0.274549618210075i | 0.432497476288333-977.444296411633i | 0.00500888400310865+0.390120679156614i | 0.0639608943806688-144.551621300312i | -0.000164528617606386+0.0128144345130505i | 0.0150165827507575+0.370755563396642i | -1.72702562149948-283.227778926219i | -0.00109064622247421+0.0269277745404126i | 0.0225321084303779+0.313409813146613i | -7.31888914048105-700.15774642203i | -0.00285264495838091+0.0396787955349278i | 0.0125244147209454+0.275045603154262i | -27.3376235845365-979.453137408493i | -3558.20522068155-62.6325746129104i | -2236.8190216802+4.45488815220074i | -765.177352840313+33.9977819480066i | -370.157583523843+4.89040846335926i | -0.0309394975163923-151.983632084055i | -2.00603834409875-151.838095216631i | 1.97509884658235-0.145536867423237i | -1.19871386017582-313.302929974442i | -0.0271712320718791-917.344899473121i | 9.14952827892256-1460.51844890345i | -2.00603834409875-151.838095216631i | -13.9400317019923-313.743895779823i | -1.82808203118974-917.888063819726i | 25.6990289602976-1459.98179985608i | 1.97509884658235-0.145536867423237i | 14.7164166883989+0.295428937958059i | 16.5173274875169+0.838593284563889i | 7.89270368915847-2843.14991043507i | 0.0070295699903432+2.53222749460296i | 22.6 | 0.18938 | 0.81062 | 2843.1609 | 2.5322 |  | 0.0191834803010191+10.8386663700758i | 22.6 | 2.5322 | 10.8387 | 2.0527
[8 empty] | Insulation Type: | Nomex | [71 empty] | 22.8 | 8.72882703003168E-06-0.0199017256284723i | 0.0000171013754057763-0.0389911359251701i | 0.0000422635553647966-0.0963609062317359i | 0.0000590234970602143-0.134573573297289i | 0.413828601635103i | 0.41365624486641i | 0.41398564571567i | 0.41394520591846i | 0.005 | 0.01 | 0.0125 | 0.00500872882703003+0.393926876006631i | -0.005 | 0.0628436952246659-143.283625112239i | -0.005 | 0.0150171013754058+0.37466510894124i | -0.01 | 0.123122341664651-280.718938995406i | -0.01 | 0.0225422635553648+0.317624739483934i | -0.0125 | 0.304278912082696-693.755919548545i | -0.0125 | 0.0125590234970602+0.279371632621171i | 0.424943081995361-968.870226949426i | 0.00500872882703003+0.393926876006631i | 0.0628436952246659-143.283625112239i | -0.000161360077664594+0.0126906593472524i | 0.0150162945750175+0.374728562237976i | -1.69523119421065-280.74285678021i | -0.00106765848074899+0.0266431991896233i | 0.0225315869705573+0.31789117147583i | -7.17741887013765-694.010490658116i | -0.00277311923425251+0.0391250790798994i | 0.012524359506632+0.27986069610967i | -26.7174683307861-970.8059997703i | -3466.22047683965-59.6536894336203i | -2185.79573139895+3.95018270848819i | -750.398216067111+32.7836975484324i | -363.375744751753+4.74478115399724i | -0.0284137934464863-150.515470900704i | -1.96352615002327-150.375276318732i | 1.93511235657679-0.140194581972176i | -1.14231842397915-309.978378482403i | 0.0160152254219568-904.381344012373i | 8.65734168356918-1435.32838138461i | -1.96352615002327-150.375276318732i | -13.5611812207207-310.406908212774i | -1.63531893926836-904.888057265749i | 24.6933587563958-1434.82534904417i | 1.93511235657679-0.140194581972176i | 14.3539751533184+0.288335148399442i | 16.0053093180088+0.795048401776356i | 7.5026246915655-2800.20357478009i | 0.00688869123237512+2.57106527481492i | 22.8 | 0.19037 | 0.80963 | 2800.2136 | 2.5711 |  | 0.0191834803010191+10.9345837715809i | 22.8 | 2.5711 | 10.9346 | 2.0816
[8 empty] | Ambient Temperature: | 60C | [71 empty] | 23 | 8.57768139585299E-06-0.0197286672104619i | 0.0000168052533469773-0.0386520826980479i | 0.0000415317328809414-0.0955229856261652i | 0.0000580014646767202-0.133403368756457i | 0.417458677088043i | 0.417284808417868i | 0.417617098748263i | 0.417576304215991i | 0.005 | 0.01 | 0.0125 | 0.00500857768139585+0.397730009877581i | -0.005 | 0.0617555134865946-142.037681019168i | -0.005 | 0.015016805253347+0.37863272571982i | -0.01 | 0.120990393769655-278.277905670207i | -0.01 | 0.0225415317328809+0.322094113122098i | -0.0125 | 0.299010113769278-687.723261669339i | -0.0125 | 0.0125580014646767+0.284172935459534i | 0.417584900718877-960.445271653422i | 0.00500857768139585+0.397730009877581i | 0.0617555134865946-142.037681019168i | -0.000158284661109491+0.0125693487914522i | 0.0150160138300415+0.378695572463777i | -1.66432098553878-278.301164283001i | -0.00104542266092942+0.0263649819138571i | 0.0225310775062716+0.322357762941237i | -7.04013496803076-687.970324220361i | -0.00269711355870478+0.0385882784762753i | 0.0125242875451929+0.284655288940487i | -26.1196653709579-962.311677672644i | -3378.11885431511-56.8718276150024i | -2136.63203591884+3.49300923615302i | -736.056098603084+31.6296615523875i | -356.781218003604+4.60502976493651i | -0.0260352306240501-149.076538436582i | -1.92240963362146-148.941415277645i | 1.8963744029974-0.135123158937255i | -1.08919229104988-306.728538408291i | 0.0540854736928136-891.820877995544i | 8.20041413329901-1411.09440822945i | -1.92240963362146-148.941415277645i | -13.19857726121-307.145028090391i | -1.45874038310311-892.29407193302i | 23.7483275894816-1410.62238638726i | 1.8963744029974-0.135123158937255i | 14.0057593731576+0.281366523162345i | 15.5185852299534+0.754560460639443i | 7.13927208531789-2758.72036306987i | 0.00675369572060122+2.60972795093729i | 23 | 0.19133 | 0.80867 | 2758.7296 | 2.6097 |  | 0.0191834803010191+11.030501173086i | 23 | 2.6097 | 11.0305 | 2.1104
[8 empty] | Temperature Rise: | 115C Rise over Ambient | [71 empty] | 23.2 | 8.43042782612142E-06-0.0195585925566017i | 0.0000165167565572991-0.0383188752129339i | 0.0000408187551377001-0.0946995119194643i | 0.0000570057500623448-0.13225334014464i | 0.421088752540981i | 0.420913371969327i | 0.421248551780857i | 0.421207402513521i | 0.005 | 0.01 | 0.0125 | 0.00500843042782612+0.401530159984379i | -0.005 | 0.0606953528916926-140.813218708727i | -0.005 | 0.0150165167565573+0.382594496756393i | -0.01 | 0.118913344440867-275.878959102811i | -0.01 | 0.0225408187551377+0.326549039861393i | -0.0125 | 0.293876989256205-681.794615074396i | -0.0125 | 0.0125570057500623+0.288954062368881i | 0.410416195743826-952.165574125676i | 0.00500843042782612+0.401530159984379i | 0.0606953528916926-140.813218708727i | -0.000155298671897312+0.0124504276281532i | 0.0150157402631978+0.382656748894534i | -1.63426201827175-275.901582891761i | -0.00102390523710036+0.0260929026699526i | 0.0225305797027667+0.326809968888093i | -6.90686948906368-682.034469510263i | -0.00262441517904988+0.0380675976530425i | 0.0125242005603242+0.289429907339544i | -25.5430956376879-953.966073453458i | -3293.669229886-54.2704052983222i | -2089.23312059103+3.07855211677159i | -722.133496204937+30.5318650293397i | -350.367084139515+4.47085460053556i | -0.0237945262045039-147.665943443873i | -1.88262658653162-147.535638391729i | 1.85883206032711-0.13030505214402i | -1.03910607847785-303.55080671835i | 0.0876195015542801-879.644097543011i | 7.77561665235722-1387.76123738456i | -1.88262658653162-147.535638391729i | -12.8512702620117-303.955644899619i | -1.29683562077192-880.086426381572i | 22.8590964490623-1387.31786105899i | 1.85883206032711-0.13030505214402i | 13.6709962438609+0.274533129125681i | 15.0554513661871+0.716861967688672i | 6.80033554922915-2718.62208508979i | 0.00662423559740188+2.64822126225464i | 23.2 | 0.19225 | 0.80775 | 2718.6306 | 2.6482 |  | 0.0191834803010191+11.1264185745911i | 23.2 | 2.6482 | 11.1264 | 2.1391
[8 empty] | Winding Type: | CU/AL - Based On Price | [71 empty] | 23.4 | 8.28693382913467E-06-0.0193914251601752i | 0.0000162356254611619-0.0379913635791188i | 0.0000401239806318815-0.093890114678603i | 0.0000560354573208155-0.131122970130708i | 0.424718827993922i | 0.424541935520788i | 0.42488000481345i | 0.424838500811051i | 0.005 | 0.01 | 0.0125 | 0.00500828693382913+0.405327402833747i | -0.005 | 0.0596622595582838-139.609687366384i | -0.005 | 0.0150162356254612+0.386550571941669i | -0.01 | 0.116889324848883-273.521020146386i | -0.01 | 0.0225401239806319+0.330989890134847i | -0.0125 | 0.288874920004138-675.967312809685i | -0.0125 | 0.0125560354573208+0.293715530680343i | 0.403430517013158-944.027409810787i | 0.00500828693382913+0.405327402833747i | 0.0596622595582838-139.609687366384i | -0.000152398598900712+0.0123338237413445i | 0.0150154736324667+0.386612241060376i | -1.60502285926755-273.543032330927i | -0.00100307457502558+0.0258267517158309i | 0.0225300932348816+0.331248157652005i | -6.77746301722468-676.200244343707i | -0.00255482750824744+0.0375622904176621i | 0.0125241001134677+0.294185059310564i | -24.9867119739988-945.765240499869i | -3212.6582566201-51.8345210936496i | -2043.51042762239+2.70253809269866i | -708.613789296308+29.486793887962i | -344.126743653425+4.34197441574043i | -0.0216830568184507-146.282831343209i | -1.84411828503287-146.157107245848i | 1.82243522821441-0.125724097361108i | -0.99184939445159-300.442702989261i | 0.117127081376336-867.832849642658i | 7.38014965274053-1365.27779786266i | -1.84411828503287-146.157107245848i | -12.5183805494979-300.836269644574i | -1.14825439783434-868.246720324536i | 22.0213002316849-1364.86091736073i | 1.82243522821441-0.125724097361108i | 13.3489663832608+0.267842557952633i | 14.6143478624714+0.681713239829354i | 6.48374428284683-2679.83618183779i | 0.0064999897084037+2.686550678477i | 23.4 | 0.19315 | 0.80685 | 2679.844 | 2.6866 |  | 0.0191834803010191+11.2223359760962i | 23.4 | 2.6866 | 11.2224 | 2.1676
[8 empty] | Tack winding to Core: | Yes | [71 empty] | 23.6 | 8.14707250335233E-06-0.0192270911079115i | 0.0000159616114351393-0.0376694029869287i | 0.0000394467949269461-0.0930944360275925i | 0.0000550897283560016-0.130011758920164i | 0.428348903446861i | 0.428170499072247i | 0.428511457846045i | 0.428469599108582i | 0.005 | 0.01 | 0.0125 | 0.00500814707250335+0.40912181233895i | -0.005 | 0.0586553198513858-138.426554849271i | -0.005 | 0.0150159616114351+0.390501096085318i | -0.01 | 0.11491654501496-271.203046235306i | -0.01 | 0.0225394467949269+0.335417021818453i | -0.0125 | 0.283999482341662-670.238778326319i | -0.0125 | 0.012555089728356+0.298457840188418i | 0.396621686614133-936.027180409357i | 0.00500814707250335+0.40912181233895i | 0.0586553198513858-138.426554849271i | -0.000149581104756335+0.0122194679556374i | 0.0150152137059113+0.390562193425096i | -1.57657353244745-271.224468969109i | -0.000982900803411619+0.0255663290059336i | 0.0225296177868928+0.335672685108512i | -6.65176414117389-670.465057877141i | -0.00248816865625293+0.037071656596552i | 0.0125239876201528+0.298921235895875i | -24.4495335025814-937.705375861077i | -3134.88869393404-49.5507575646614i | -1999.38114818991+2.36116839848201i | -695.481189280321+28.4912019549976i | -338.053899007805+4.21812509095996i | -0.0196928059518113-144.926382330249i | -1.80682925731439-144.805016945929i | 1.78713645136258-0.121365384320188i | -0.947229022506074-297.401862189629i | 0.143057020052254-856.370131861784i | 7.01150299999751-1343.59684378889i | -1.80682925731439-144.805016945929i | -12.1990921602395-297.784527909515i | -1.01178771265354-856.757730600758i | 21.230993229257-1343.20450193994i | 1.78713645136258-0.121365384320188i | 13.0389995890959+0.261300335565156i | 14.1938443218016+0.648899074539293i | 6.18763819159188-2642.29522017055i | 0.00638066108985668+2.72472141667337i | 23.6 | 0.19403 | 0.80597 | 2642.3025 | 2.7247 |  | 0.0191834803010191+11.3182533776013i | 23.6 | 2.7247 | 11.3183 | 2.1961
[8 empty] | Enclosure: | None/Open Construction | [71 empty] | 23.8 | 0.00000801072225673-0.0190655189710174i | 0.0000156944762580833-0.0373528534942383i | 0.0000387866092940653-0.0923121301198754i | 0.0000541677409740791-0.128919223518308i | 0.431978978899801i | 0.431799062623707i | 0.432142910878637i | 0.432100697406111i | 0.005 | 0.01 | 0.0125 | 0.00500801072225673+0.412913459928784i | -0.005 | 0.0576736583620401-137.263306901655i | -0.005 | 0.0150156944762581+0.394446209129469i | -0.01 | 0.11299328985216-268.924029848142i | -0.01 | 0.0225387866092941+0.339830780758762i | -0.0125 | 0.279246437681512-664.606521681997i | -0.0125 | 0.0125541677409741+0.303181473887803i | 0.389983785114748-928.161408573098i | 0.00500801072225673+0.412913459928784i | 0.0576736583620401-137.263306901655i | -0.000146843015498116+0.0121072938854212i | 0.0150149602611806+0.394506745598896i | -1.54888543751703-268.944884277976i | -0.000963355695393052+0.025311443629075i | 0.0225291530523402+0.340083895195053i | -6.52962896765632-664.826406741573i | -0.00242427011572497+0.0365950385283156i | 0.0125238643645275+0.303638911869407i | -23.930640513214-929.782813336473i | -3060.17792206391-47.4070092841957i | -1956.76776351433+2.05106025663262i | -682.720688607262+27.5420868843233i | -332.142538098371+4.09905841493272i | -0.0178163159888167-143.59580959927i | -1.77070706853327-143.478594456923i | 1.75289075254446-0.117215142346953i | -0.905067302825301-294.426027965804i | 0.165805083110188-845.240001635582i | 6.66742153637543-1322.67460218284i | -1.77070706853327-143.478594456923i | -11.8926472993515-294.798153374427i | -0.886351149688705-845.603317238563i | 20.4846017736389-1322.3050143106i | 1.75289075254446-0.117215142346953i | 12.7404707490707+0.254910266276907i | 13.7926269818698+0.618225869260354i | 5.9103430006715-2605.9364413835i | 0.00626597473440316+2.76273845685679i | 23.8 | 0.19488 | 0.80512 | 2605.9431 | 2.7627 |  | 0.0191834803010191+11.4141707791064i | 23.8 | 2.7627 | 11.4142 | 2.2244
[81 empty] | 24 | 7.87776654235715E-06-0.0189066397016572i | 0.0000154339915931895-0.0370415798236548i | 0.0000381428594321271-0.0915428626371053i | 0.0000532687070959389-0.127844897030253i | 0.43560905435274i | 0.435427626175168i | 0.43577436391123i | 0.435731795703643i | 0.005 | 0.01 | 0.0125 | 0.00500787776654236+0.416702414651083i | -0.005 | 0.0567164360040213-136.119446409651i | -0.005 | 0.0150154339915932+0.398386046351513i | -0.01 | 0.11111791543645-266.68299704748i | -0.01 | 0.0225381428594321+0.344231501274125i | -0.0125 | 0.274611723305184-659.068135932443i | -0.0125 | 0.0125532687070959+0.30788689867339i | 0.383511138693859-920.426732865259i | 0.00500787776654236+0.416702414651083i | 0.0567164360040213-136.119446409651i | -0.000144181310913173+0.0119972377933177i | 0.0150147130850386+0.39844603254048i | -1.52193127398481-266.703303368274i | -0.000944412559314827+0.0250619132852665i | 0.022528698733839+0.344482120406978i | -6.41092066961419-659.28187137214i | -0.00236297558375189+0.0361318178727342i | 0.012523731512299+0.308338546396799i | -23.4291698137424-921.994016999269i | -2988.35661765114-45.3923334992661i | -1915.59762942789+1.76919632547685i | -670.318014306868+26.6366685597127i | -326.386918767549+3.98454096584565i | -0.0160466444651855-142.290357675407i | -1.73570212216178-142.177097037437i | 1.7196554776966-0.113260637969335i | -0.865200686656809-291.51304639178i | 0.185720798211769-834.427494073332i | 6.34587523423431-1302.47045894763i | -1.73570212216178-142.177097037437i | -11.5983413601704-291.874981752092i | -0.77097040336876-834.768338473799i | 19.7788829868138-1302.121995212i | 1.7196554776966-0.113260637969335i | 12.4527961512102+0.248674722342358i | 13.4094873527906+0.589519122809286i | 5.65034870132408-2570.70135708815i | 0.00615567559995414+2.80060655635081i | 24 | 0.1957 | 0.8043 | 2570.7076 | 2.8006 |  | 0.0191834803010191+11.5100881806115i | 24 | 2.8006 | 11.5101 | 2.2525
Reactor #: | [7 empty] | Reactor L1 |  |  |  | Reactor L2 |  |  |  |  | Reactor L3 |  |  |  |  | Reactor L4 | [58 empty] | 24.2 | 7.74809360932486E-06-0.0187503865345662i | 0.0000151799384999018-0.0367354511697623i | 0.0000375150042614757-0.0907863103127717i | 0.0000523918710725776-0.126788327995638i | 0.43923912980568i | 0.439056189726628i | 0.439405816943825i | 0.439362894001174i | 0.005 | 0.01 | 0.0125 | 0.00500774809360933+0.420488743271114i | -0.005 | 0.0557828482201951-134.994492692872i | -0.005 | 0.0150151799384999+0.402320738556866i | -0.01 | 0.109288845492627-264.479006092158i | -0.01 | 0.0225375150042615+0.348619506631053i | -0.0125 | 0.270091443678392-653.621293701711i | -0.0125 | 0.0125523918710726+0.312574566005536i | 0.377198307012748-912.819902970851i | 0.00500774809360933+0.420488743271114i | 0.0557828482201951-134.994492692872i | -0.000141593115562768+0.0118892384572638i | 0.0150144719729221+0.402380184749152i | -1.49568497008301-264.498783598546i | -0.000926046137980841+0.0248175637983791i | 0.0225282545428817+0.348867682269037i | -6.29550906616237-653.829112521596i | -0.00230413990368061+0.0356814127029051i | 0.0125235901222766+0.313020583664322i | -22.9443104964918-914.335575119834i | -2919.26757044611-43.4968200929253i | -1875.80259966443+1.5128809176777i | -658.259584718416+25.7723696993933i | -320.781554291613+3.87435308191503i | -0.0143773241263034-141.00930084785i | -1.70176747626031-140.899810764762i | 1.68739015213402-0.109490083087392i | -0.8274784431155-288.660860146596i | 0.203113309739931-823.918547356084i | 6.04503328989898-1282.94667831981i | -1.70176747626031-140.899810764762i | -11.3155184404416-289.0129451175i | -0.664768675570893-824.2385737309i | 19.1108887558761-1282.61784811498i | 1.68739015213402-0.109490083087392i | 12.1754301494601+0.242594887817156i | 13.043312134771+0.562621262632538i | 5.40629083239711-2536.53538667034i | 0.00604952683140197+2.83833026305376i | 24.2 | 0.1965 | 0.8035 | 2536.5411 | 2.8383 |  | 0.0191834803010191+11.6060055821166i | 24.2 | 2.8383 | 11.606 | 2.2806
Inductance (mH): | [7 empty] | 5.8458 |  |  |  | 2.9838 |  |  |  |  | 1.2073 |  |  |  |  | 0.86452 | [58 empty] | 24.4 | 0.0000076215962678291-0.018596694893503i | 0.000014932106973706-0.0364343410158427i | 0.000036902524786581-0.0900421604792575i | 0.0000515365080967493-0.125749079756068i | 0.442869205258618i | 0.442684753278086i | 0.443037269976418i | 0.442993992298704i | 0.005 | 0.01 | 0.0125 | 0.00500762159626783+0.424272510365115i | -0.005 | 0.0548721232913657-133.887980830932i | -0.005 | 0.0150149321069737+0.406250412262243i | -0.01 | 0.107504568081043-262.311146117745i | -0.01 | 0.0225369025247866+0.352995109497161i | -0.0125 | 0.265681862262788-648.263743921202i | -0.0125 | 0.0125515365080968+0.317244912542636i | 0.371040071779712-905.337775142494i | 0.00500762159626783+0.424272510365115i | 0.0548721232913657-133.887980830932i | -0.000139075690415985+0.0117832370456123i | 0.0150142367285216+0.406309328447471i | -1.4701216162298-262.330413252353i | -0.000908232515620835+0.0245782286618039i | 0.0225278201996304+0.353240891783779i | -6.18327023185283-648.46586794711i | -0.00224762811319962+0.0352432748516855i | 0.0125234411566818+0.317685453478282i | -22.4753000775951-906.804194456994i | -2852.7646239171-41.7114780636317i | -1837.31868369503+1.27970199834613i | -646.532469173319+24.9467984086581i | -315.321199772517+3.76828791348613i | -0.0128023264272573-139.751941696924i | -1.66885867343126-139.646049144449i | 1.65605634700401-0.10589255247586i | -0.791761500401818-285.867503085683i | 0.218256427827983-813.699934914242i | 5.76324158068544-1264.0681516968i | -1.66885867343126-139.646049144449i | -11.043567298615-286.210066602262i | -0.566955679730636-814.000653700912i | 18.477934192088-1263.75758983755i | 1.65605634700401-0.10589255247586i | 11.9078621452171+0.23667096410312i | 12.6930742527759+0.537389750774723i | 5.17693418168435-2503.38753139365i | 0.00594730816910976+2.87591392770246i | 24.4 | 0.19728 | 0.80272 | 2503.3929 | 2.8759 |  | 0.0191834803010191+11.7019229836217i | 24.4 | 2.8759 | 11.7019 | 2.3086
Reactance (ohms): | [7 empty] | 2.2038 |  |  |  | 1.1249 |  |  |  |  | 0.45516 |  |  |  |  | 0.32592 | [58 empty] | 24.6 | 7.49817166758741E-06-0.0184455023022651i | 0.000014690295512008-0.0361381269595398i | 0.0000363049230231657-0.0893101106369876i | 0.0000507019227046388-0.124726729853411i | 0.446499280711558i | 0.446313316829546i | 0.446668723009011i | 0.446625090596233i | 0.005 | 0.01 | 0.0125 | 0.00500749817166759+0.428053778409293i | -0.005 | 0.0539835207409739-132.799461022796i | -0.005 | 0.015014690295512+0.410175189870006i | -0.01 | 0.105763632472112-260.178535881397i | -0.01 | 0.0225363049230232+0.357358612372023i | -0.0125 | 0.261379393791757-642.993308727722i | -0.0125 | 0.0125507019227046+0.321898360742822i | 0.365031425962776-897.977307868427i | 0.00500749817166759+0.428053778409293i | 0.0539835207409739-132.799461022796i | -0.000136626425048369+0.0116791769996857i | 0.0150140071633868+0.410233585755004i | -1.44521740270054-260.197310280099i | -0.000890949031901948+0.0243437486145197i | 0.0225273954327042+0.357602049858168i | -6.07408613288698-643.189949260275i | -0.00219331458660434+0.0348168874869073i | 0.012523285490372+0.322333571836408i | -22.0214209716075-899.396694888494i | -2788.71172490727-40.0281361827933i | -1800.08573544347+1.06749812892301i | -635.12435040511+24.1577324593556i | -310.000839370682+3.66615054947592i | -0.0113160281491371-138.517609708538i | -1.63693358332128-138.415151798989i | 1.62561755517214-0.102457909549398i | -0.757921405804353-283.13109517566i | 0.231392991853239-803.759203671679i | 5.49900300049135-1245.80217231651i | -1.63693358332128-138.415151798989i | -10.7819177010158-283.464455428515i | -0.47681802606055-804.041996757271i | 17.8775699490384-1245.50862678349i | 1.62561755517214-0.102457909549398i | 11.6496138503836+0.230902343304326i | 12.3578248682975+0.513695428896454i | 4.9611585583911-2471.21008087239i | 0.0058488145217053+2.91336171522772i | 24.6 | 0.19804 | 0.80196 | 2471.2151 | 2.9134 |  | 0.0191834803010191+11.7978403851268i | 24.6 | 2.9134 | 11.7979 | 2.3364
Quantity: | [7 empty] | 3 |  |  |  | 3 |  |  |  |  | 3 |  |  |  |  | 3 | [58 empty] | 24.8 | 7.37772108871335E-06-0.0182967483000091i | 0.000014454310704418-0.0358466905469566i | 0.0000357217209856579-0.0885898680444319i | 0.0000498874473617761-0.123720869457205i | 0.450129356164499i | 0.449941880381006i | 0.450300176041605i | 0.450256188893763i | 0.005 | 0.01 | 0.0125 | 0.00500737772108871+0.43183260786449i | -0.005 | 0.0531163298294857-131.728497977124i | -0.005 | 0.0150144543107044+0.414095189834049i | -0.01 | 0.104064646196543-258.080322567427i | -0.01 | 0.0225357217209857+0.361710307997173i | -0.0125 | 0.257180596980519-637.80788051169i | -0.0125 | 0.0125498874473618+0.326535319436558i | 0.359167563608904-890.735557750083i | 0.00500737772108871+0.43183260786449i | 0.0531163298294857-131.728497977124i | -0.000134242830361985+0.0115770039232675i | 0.0150137830965526+0.414153074853665i | -1.4209495612043-258.098621101794i | -0.000874174202376799+0.0241139712452108i | 0.0225269799789619+0.361951447709625i | -5.96784428814598-637.999238931066i | -0.00214108226069815+0.0344017628927108i | 0.0125231239191031+0.326965341472717i | -21.5819972680427-892.110004354698i | -2726.98206948136-38.439355855377i | -1764.04716965821+0.874329653412497i | -624.02348948002+23.4031051031172i | -304.815674320012+3.56775721166803i | -0.00991318083934541-137.305659969973i | -1.60595225663938-137.206483230515i | 1.59603907580004-0.099176739457246i | -0.725839390869-280.449837764602i | 0.242738649157442-794.084617728424i | 5.25096026585881-1228.11823273918i | -1.60595225663938-137.206483230515i | -10.5300371168509-280.774302258557i | -0.393710796850043-794.350751042787i | 17.3075578709732-1227.8405537863i | 1.59603907580004-0.099176739457246i | 11.4002368017819+0.225287754497047i | 12.0366862477894+0.491421068859869i | 4.75794634330791-2439.95834820218i | 0.00575385468373266+2.95067761528289i | 24.8 | 0.19877 | 0.80123 | 2439.963 | 2.9507 |  | 0.0191834803010191+11.8937577866319i | 24.8 | 2.9507 | 11.8938 | 2.3642
Tuning Point: | [7 empty] | 5 |  |  |  | 7 |  |  |  |  | 11 |  |  |  |  | 13 | [13 empty] | 🧮 3-PHASE LOSS ESTIMATES | [44 empty] | 25 | 7.26014974425503E-06-0.0181503743606376i | 0.0000142239668458874-0.0355599171147186i | 0.0000351524597311121-0.0878811493277807i | 0.0000490924411278198-0.122731102819549i | 0.453759431617438i | 0.453570443932466i | 0.4539316290742i | 0.453887287191293i | 0.005 | 0.01 | 0.0125 | 0.00500726014974426+0.4356090572568i | -0.005 | 0.0522698681327569-130.674670331892i | -0.005 | 0.0150142239668459+0.418010526817747i | -0.01 | 0.102406272260095-256.015680650238i | -0.01 | 0.0225351524597311+0.366050479746419i | -0.0125 | 0.253082167642785-632.705419106966i | -0.0125 | 0.0125490924411278+0.331156184371744i | 0.353443870231023-883.609675577554i | 0.00500726014974426+0.4356090572568i | 0.0522698681327569-130.674670331892i | -0.000131922531787078+0.0114766654785521i | 0.015013564354187+0.41806791014514i | -1.39729631008577-256.03351946738i | -0.000857887644818857+0.023888750622282i | 0.0225265735832829+0.366289367252642i | -5.86443745309921-632.891687436879i | -0.0020908219350963+0.0339974404368673i | 0.0125229571669391+0.331581152377205i | -21.1563917801938-884.941154092197i | -2667.45733380726-36.9383545111114i | -1729.1497030988+0.69845353208562i | -613.218693058281+22.680992249228i | -299.761111670933+3.47293451098722i | -0.00858888281340371-136.115471941505i | -1.57587678975015-136.019431652814i | 1.56728790693674-0.096040288691204i | -0.695405529842688-277.822009162269i | 0.252485133798298-784.665106927439i | 5.01788084784009-1210.98784248582i | -1.57587678975015-136.019431652814i | -10.2874277233112-278.137874838131i | -0.317050149652254-784.915741640807i | 16.7658495223586-1210.7249729403i | 1.56728790693674-0.096040288691204i | 11.1593101004052+0.219825387171424i | 11.7288453838558+0.470460100539963i | 4.5663715689823-2409.59043051703i | 0.00566225018129512+2.98786545201857i | 25 | 0.19949 | 0.80051 | 2409.5948 | 2.9879 |  | 0.0191834803010191+11.989675188137i | 25 | 2.9879 | 11.9897 | 2.3918
Number of Phases: | [7 empty] | 1 |  |  |  | 1 |  |  |  |  | 1 |  |  |  |  | 1 | [13 empty] | 60 Hertz Losses | [44 empty] | 25.2 | 7.14536659365979E-06-0.0180063238160227i | 0.0000139990855712518-0.0352776956395546i | 0.0000345966984560366-0.0871836801092121i | 0.0000483162883952234-0.121757046755963i | 0.457389507070378i | 0.457199007483925i | 0.457563082106792i | 0.457518385488824i | 0.005 | 0.01 | 0.0125 | 0.00500714536659366+0.439383183254355i | -0.005 | 0.0514434801990613-129.637570101635i | -0.005 | 0.0150139990855713+0.42192131184437i | -0.01 | 0.100787226512446-253.983810811365i | -0.01 | 0.022534596698456+0.37037940199758i | -0.0125 | 0.249080932188313-627.683949114548i | -0.0125 | 0.0125483162883952+0.335761338732861i | 0.347855913726986-876.596902592005i | 0.00500714536659366+0.439383183254355i | 0.0514434801990613-129.637570101635i | -0.000129663262928946+0.0113781112881139i | 0.0150133507692567+0.421978202400811i | -1.37423680289512-254.001205371345i | -0.000842070010948277+0.023667946947807i | 0.0225261759983465+0.370616081467058i | -5.76376332481937-627.865310548591i | -0.00204243163883383+0.0336034847061703i | 0.0125227858929098+0.336181382291688i | -20.7440033398758-877.88727413616i | -2610.02698036919-35.5189381059925i | -1695.34311802656+0.538301318152969i | -602.699282811685+21.9896008588514i | -294.832753711337+3.3815187604335i | -0.00733855348217433-134.946448298722i | -1.54667119898391-134.853407888231i | 1.53933264550174-0.0930404104920895i | -0.666517980987589-275.245960506878i | 0.260803116897979-775.490219815378i | 4.7986437377233-1194.38436353188i | -1.54667119898391-134.853407888231i | -10.0536236876345-275.553513912776i | -0.246306810236221-775.726422312772i | 16.2505672165312-1194.13533014078i | 1.53933264550174-0.0930404104920895i | 10.9264383521488+0.214512995406984i | 11.4335482792829+0.450715492801819i | 4.38559032015152-2380.06699215286i | 0.00557383423103954+3.02492889316907i | 25.2 | 0.20019 | 0.79981 | 2380.071 | 3.0249 |  | 0.0191834803010191+12.0855925896421i | 25.2 | 3.0249 | 12.0856 | 2.4194
|  |  |  | Harm # |  |  |  | Amps |  |  |  | Amps |  |  |  |  | Amps |  |  |  |  | Amps | [14 empty] | Capacitor Losses: | [6 empty] | 2160.788 |  |  | Watts, 3-Phase or 7373 BTUs/Hour | [33 empty] | 25.4 | 7.03328416647957E-06-0.0178645417828581i | 0.0000137794955098375-0.0349999185949873i | 0.0000340540136428016-0.0864971946527161i | 0.0000475583976971475-0.120798330150755i | 0.461019582523316i | 0.460827571035386i | 0.461194535139386i | 0.461149483786354i | 0.005 | 0.01 | 0.0125 | 0.00500703328416648+0.443155040740458i | -0.005 | 0.0506365362798473-128.616802150812i | -0.005 | 0.0150137794955098+0.425827652440399i | -0.01 | 0.099206275160517-251.983938907713i | -0.01 | 0.0225340540136428+0.37469734048667i | -0.0125 | 0.245173841477424-622.741557352657i | -0.0125 | 0.0125475583976971+0.340351153635599i | 0.342399435797062-869.69456692454i | 0.00500703328416648+0.443155040740458i | 0.0506365362798473-128.616802150812i | -0.000127462859626742+0.0112812928424915i | 0.0150131421812117+0.425884058904611i | -1.35175108008986-252.000904018705i | -0.000826702923098405+0.0234514262336147i | 0.0225257869844118+0.374931854749006i | -5.66572426649067-622.918186745892i | -0.00199581605616011+0.0332194837939197i | 0.0125226106969951+0.340766397183023i | -20.3442643145904-870.945589071996i | -2554.58763105342-34.1754415245221i | -1662.58004577711+0.392459848599169i | -592.455066837349+21.327258425249i | -290.026388019274+3.29335533985853i | -0.00615790979213701-133.798013840818i | -1.51830130388251-133.707844325391i | 1.51214339409038-0.0901695154269525i | -0.639082301644189-272.72011189707i | 0.267844689120909-766.550080562794i | 4.59222779863396-1178.28286165033i | -1.51830130388251-133.707844325391i | -9.82818869695147-273.019629398263i | -0.181000337435568-766.772831344193i | 15.7599872172041-1178.04676734729i | 1.51214339409038-0.0901695154269525i | 10.7012497893976+0.209347985766498i | 11.1500948159539+0.432098767164016i | 4.21483227631854-2351.35106795101i | 0.00548845079969713+3.06187145850951i | 25.4 | 0.20087 | 0.79913 | 2351.3548 | 3.0619 |  | 0.0191834803010191+12.1815099911472i | 25.4 | 3.0619 | 12.1815 | 2.4469
|  |  |  | 1 |  |  |  | 204.146 |  |  |  | 200.0407 |  |  |  |  | 197.7353 |  |  |  |  | 197.8658 | [14 empty] | Capacitor Fuse Losses: | [6 empty] | 6018.3431 |  |  | Watts, 3-Phase or 20535 BTUs/Hour | [33 empty] | 25.6 | 0.0000069238183956795-0.0177249750929396i | 0.0000135650319588823-0.0347264818147388i | 0.0000335239982525502-0.0858214355265288i | 0.0000468182005803092-0.119854593485592i | 0.464649657976255i | 0.464456134586846i | 0.46482598817198i | 0.464780582083885i | 0.005 | 0.01 | 0.0125 | 0.00500692381839568+0.446924682883315i | -0.005 | 0.0498484311296336-127.611983691863i | -0.005 | 0.0150135650319589+0.429729652772107i | -0.01 | 0.0976622324172414-250.015314988139i | -0.01 | 0.0225335239982525+0.379004552645451i | -0.0125 | 0.241357965010317-617.876390426415i | -0.0125 | 0.0125468182005803+0.344925988598293i | 0.337070343828952-862.900080202121i | 0.00500692381839568+0.446924682883315i | 0.0498484311296336-127.611983691863i | -0.00012531925439367+0.0111861634130096i | 0.0150129384356869+0.429785583589172i | -1.32982002365003-250.031864839483i | -0.000811768915415209+0.0232390599978712i | 0.0225254063090983+0.37923694324543i | -5.57022704993234-618.048454754839i | -0.00195088600525363+0.0328450477252364i | 0.0125224321255146+0.345336551694858i | -19.9566383261472-864.11341401906i | -2501.04249971533-32.902675849979i | -1630.81576844415+0.259654283789883i | -582.476312920379+20.6924034252228i | -285.337978104571+3.20829810821162i | -0.00504294458735619-132.669614460509i | -1.4907346186664-132.582193933925i | 1.48569167407904-0.087420526585056i | -0.61301082903194-270.242948769398i | 0.27374552660641-757.83534945824i | 4.39770149182794-1162.65997185161i | -1.4907346186664-132.582193933925i | -9.61071371019059-270.534696787397i | -0.12069405904572-758.045551093499i | 15.2925248336706-1162.43598883423i | 1.48569167407904-0.087420526585056i | 10.4833945552377+0.204327491414329i | 10.8778341408898+0.414529126672111i | 4.05339324481505-2323.40788453976i | 0.0054059537530345+3.09869652773618i | 25.6 | 0.20153 | 0.79847 | 2323.4114 | 3.0987 |  | 0.0191834803010191+12.2774273926523i | 25.6 | 3.0987 | 12.2774 | 2.4742
|  |  |  | 2 |  |  |  | 2.0558 |  |  |  | 1.8807 |  |  |  |  | 1.7879 |  |  |  |  | 1.7759 | [14 empty] | High-Pass Resistor Losses, Hertz: | [6 empty] | 19448.5541 |  |  | Watts, 3-Phase or 66361 BTUs/Hour | [33 empty] | 25.8 | 6.81688845995661E-06-0.0175875722266881i | 0.0000133555365746089-0.034457284362491i | 0.0000330062609617285-0.0851561532812599i | 0.0000460951505387543-0.118925488389986i | 0.468279733429196i | 0.468084698138304i | 0.468457441204572i | 0.468411680381416i | 0.005 | 0.01 | 0.0125 | 0.00500681688845996+0.450692161202508i | -0.005 | 0.0490785828707733-126.622743806595i | -0.005 | 0.0150133555365746+0.433627413775813i | -0.01 | 0.0961539582774336-248.077212355779i | -0.01 | 0.0225330062609617+0.383301287923312i | -0.0125 | 0.237630485430426-613.086652410503i | -0.0125 | 0.0125460951505388+0.34948619199143i | 0.33186470322142-856.210934311263i | 0.00500681688845996+0.450692161202508i | 0.0490785828707733-126.622743806595i | -0.000123230471210625+0.0110926779694959i | 0.0150127393842185+0.43368287716566i | -1.30842531440622-248.093360549079i | -0.000797251379219342+0.0230307249806517i | 0.0225250337471695+0.383531595173118i | -5.47718261478759-613.254311200802i | -0.00190755796432866+0.0324798070074409i | 0.0125222506759847+0.349892189579023i | -19.5806181519847-857.388150830198i | -2449.30087775401-31.695881618574i | -1600.00803692246+0.138733183814452i | -572.753723510199+20.0835766405055i | -280.763654599816+3.12620885929065i | -0.00398990672069652-131.560716171516i | -1.46394025127262-131.475929332609i | 1.45995034455192-0.084786838906074i | -0.588222119737762-267.813018503388i | 0.278626783971851-749.337186632983i | 4.21421379733629-1147.49377638574i | -1.46394025127262-131.475929332609i | -9.40081490930851-268.097253776861i | -0.0649905922998817-749.535670883446i | 14.8467211701267-1147.28113990843i | 1.45995034455192-0.084786838906074i | 10.2725431341226+0.19944843456691i | 10.6161605103944+0.397932685029856i | 3.90062855484968-2296.20469769363i | 0.00532620608444407+3.13540734781812i | 25.8 | 0.20217 | 0.79783 | 2296.208 | 3.1354 |  | 0.0191834803010191+12.3733447941574i | 25.8 | 3.1354 | 12.3734 | 2.5015
|  |  |  | 3 |  |  |  | 1.4248 |  |  |  | 1.12 |  |  |  |  | 0.98768 |  |  |  |  | 0.9685 | [14 empty] | Iron-Core Reactor Losses, 60 Hertz: | [6 empty] | 744.0262 |  |  | Watts, 3-Phase or 2539 BTUs/Hour | [33 empty] | 26 | 6.71241663451583E-06-0.0174522832497412i | 0.0000131508570798677-0.0341922284076562i | 0.0000325004254395692-0.0845011061428798i | 0.0000453887220048215-0.118010677212536i | 0.471909808882134i | 0.471713261689765i | 0.472088894237166i | 0.472042778678947i | 0.005 | 0.01 | 0.0125 | 0.00500671241663452+0.454457525632393i | -0.005 | 0.0483264319191074-125.64872298968i | -0.005 | 0.0150131508570799+0.437521033282109i | -0.01 | 0.0946803564129448-246.168926673658i | -0.01 | 0.0225325004254396+0.387587788094286i | -0.0125 | 0.233988693322619-608.370602638808i | -0.0125 | 0.0125453887220048+0.354032101466411i | 0.32677873011968-849.624698311169i | 0.00500671241663452+0.454457525632393i | 0.0483264319191074-125.64872298968i | -0.000121194620647602+0.0110007931025703i | 0.0150125448839767+0.437576037247622i | -1.28754939189511-246.184686252055i | -0.000783134512194813+0.022826302877123i | 0.0225246690803177+0.387816051123057i | -5.38650584314123-608.534008370597i | -0.00186575364024907+0.0321234112940699i | 0.0125220668015017+0.354433644107587i | -19.2157237924116-850.767284492697i | -2399.2776670134-30.5506872987333i | -1570.11690375083+0.0286553544549252i | -563.278412286093+19.4994132595858i | -276.299706964215+3.04695681739293i | -0.0029952827586255-130.470804189883i | -1.43788880936801-130.388541907672i | 1.43489352660939-0.0822622822109645i | -0.564640441677944-265.428927237643i | 0.282596751536022-741.047218710697i | 4.04098617459207-1132.76369395968i | -1.43788880936801-130.388541907672i | -9.19813182971587-265.705897098905i | -0.0135278745985997-741.234752914812i | 14.4212313230457-1132.56169675935i | 1.43489352660939-0.0822622822109645i | 10.0683849146474+0.194707579051309i | 10.3645095407821+0.382241783164853i | 3.75594720169152-2269.7106440979i | 0.00524907921461239+3.17200703986288i | 26 | 0.2028 | 0.7972 | 2269.7138 | 3.172 |  | 0.0191834803010191+12.4692621956625i | 26 | 3.172 | 12.4693 | 2.5287
|  |  |  | 4 |  |  |  | 1.903 |  |  |  | 1.0415 |  |  |  |  | 0.79677 |  |  |  |  | 0.76715 | [14 empty] | Total Hz Losses: | [6 empty] | 28371.7113 |  |  | Watts, 3-Phase or 96808 BTUs/Hour | [33 empty] | 26.2 | 6.61032814978957E-06-0.0173190597524487i | 0.0000129508469873429-0.0339312191068383i | 0.0000320061296640322-0.0838560597197644i | 0.0000446984093938152-0.117109832611796i | 0.475539884335076i | 0.475341825241223i | 0.47572034726976i | 0.475673876976476i | 0.005 | 0.01 | 0.0125 | 0.00500661032814979+0.458220824582627i | -0.005 | 0.0475914399668082-124.689572713038i | -0.005 | 0.0150129508469873+0.441410606134385i | -0.01 | 0.0932403721798697-244.289775111258i | -0.01 | 0.022532006129664+0.391864287549996i | -0.0125 | 0.230429982288271-603.72655359527i | -0.0125 | 0.0125446984093938+0.35856404436468i | 0.321808784537465-843.13901548816i | 0.00500661032814979+0.458220824582627i | 0.0475914399668082-124.689572713038i | -0.000119209895289278+0.0109104669502107i | 0.0150123547975109+0.441465158469136i | -1.26717541657105-244.305158586998i | -0.000769403271098397+0.0226256800870736i | 0.022524312096953+0.392090544350867i | -5.29811534843349-603.885852077844i | -0.00182539957532614+0.0317755281522799i | 0.0125218809147022+0.358961238466583i | -18.8615006887161-844.248379717095i | -2350.89295501302-29.4630723427088i | -1541.10456936401-0.0715217663443682i | -554.041882197552+18.9386356807257i | -271.942575666268+2.97041816959395i | -0.00205578013909568-129.399382065675i | -1.41255231279552-129.31954097812i | 1.41049653265642-0.0798410875556585i | -0.5421953130465-263.089336881841i | 0.285752308471004-732.957508109125i | 3.87730543056554-1118.45037898552i | -1.41255231279552-129.31954097812i | -9.00232565205471-263.359279543867i | 0.0340243595226895-733.134800916861i | 14.0148138488947-1118.25836626773i | 1.41049653265642-0.0798410875556585i | 9.87062687166458+0.190101574470701i | 10.1223548206126+0.367394382204555i | 3.61880664585095-2243.89660604216i | 0.00517445235473436+3.20849860553548i | 26.2 | 0.20341 | 0.79659 | 2243.8995 | 3.2085 |  | 0.0191834803010191+12.5651795971676i | 26.2 | 3.2085 | 12.5652 | 2.5559
|  |  |  | 5 |  |  |  | 162.3163 |  |  |  | 36.1679 |  |  |  |  | 12.0558 |  |  |  |  | 10.7491 | [58 empty] | 26.4 | 6.51055105762062E-06-0.0171878547921185i | 0.0000127553653373791-0.033674164490681i | 0.0000315230252738875-0.0832207867230631i | 0.000044023726199149-0.116222637165753i | 0.479169959788014i | 0.478970388792684i | 0.479351800302355i | 0.479304975274007i | 0.005 | 0.01 | 0.0125 | 0.00500651055105762+0.461982104995896i | -0.005 | 0.0468730890189551-123.744955010042i | -0.005 | 0.0150127553653374+0.445296224302003i | -0.01 | 0.0918329907310136-242.439095529877i | -0.01 | 0.0225315230252739+0.396131013579292i | -0.0125 | 0.226951844280553-599.15286890066i | -0.0125 | 0.0125440237261991+0.363082338108254i | 0.316951363842459-836.751600544089i | 0.00500651055105762+0.461982104995896i | 0.0468730890189551-123.744955010042i | -0.000117274565443135+0.0108216591283231i | 0.0150121689925102+0.445350332597645i | -1.2472872342162-242.454114910293i | -0.000756043327711258+0.0224287474796231i | 0.0225239625919968+0.396355301054088i | -5.2119332776291-599.308199626103i | -0.00178642678846623+0.0314358419244226i | 0.0125216933913433+0.363475286132309i | -18.5175180786286-837.829077701781i | -2304.07162810558-28.4293342476144i | -1512.93524051108-0.16265237847201i | -545.036004873937+18.400046945873i | -267.68884481407+2.89647563167097i | -0.00116831165539773-128.345970861829i | -1.38790411195474-128.268453005258i | 1.38673580029934-0.07751785657101i | -0.520821083396374-260.792962310667i | 0.288180199003756-725.060524749743i | 3.72251738146581-1104.53562981608i | -1.38790411195474-128.268453005258i | -8.81307763946843-261.056107160481i | 0.077967710444018-725.228231279863i | 13.6263213486093-1104.35299473869i | 1.38673580029934-0.07751785657101i | 9.67899235637143+0.18562699324345i | 9.88920484493125+0.35333352336428i | 3.48870818541779-2218.73508773832i | 0.00510221192664532+3.24488493306563i | 26.4 | 0.204 | 0.796 | 2218.7378 | 3.2449 |  | 0.0191834803010191+12.6610969986727i | 26.4 | 3.2449 | 12.6611 | 2.5829
|  |  |  | 7 |  |  |  | 22.4468 |  |  |  | 137.8272 |  |  |  |  | 45.1039 |  |  |  |  | 22.9572 | [13 empty] | Harmonic Losses Based on Specified Harmonics | [44 empty] | 26.6 | 6.41301610446148E-06-0.0170586228378675i | 0.0000125642764495572-0.0334209753558221i | 0.0000310507769547647-0.0825950666996746i | 0.00004336420413493-0.115348782998914i | 0.482800035240953i | 0.482598952344143i | 0.482983253334947i | 0.482936073571536i | 0.005 | 0.01 | 0.0125 | 0.00500641301610446+0.465741412403085i | -0.005 | 0.0461708804806262-122.814542078465i | -0.005 | 0.0150125642764496+0.449177976988321i | -0.01 | 0.0904572352273493-240.616245704749i | -0.01 | 0.0225310507769548+0.400388186635272i | -0.0125 | 0.223551865184254-594.647961390119i | -0.0125 | 0.0125433642041349+0.367587290572622i | 0.312203096583282-830.460236911531i | 0.00500641301610446+0.465741412403085i | 0.0461708804806262-122.814542078465i | -0.00011538697511014+0.0107343306650581i | 0.015011987341574+0.449231648641646i | -1.22786934240235-240.630912516757i | -0.000743041027779227+0.0222354001720499i | 0.022523620366677+0.400610540636992i | -5.12788512568953-594.799457864484i | -0.00174877044726369+0.0311040526755096i | 0.0125215045735441+0.367976091231066i | -18.1833674769841-831.507093061926i | -2258.74301867337-27.4460591393518i | -1485.57499972792-0.245511415738141i | -536.253001306593+17.882524743029i | -263.535235203937+2.82501804496285i | -0.000329981151109021-127.310108377184i | -1.36391881166439-127.234820843694i | 1.36358883051328-0.0752875334903305i | -0.500456552553981-258.538568726887i | 0.289958154908803-717.349119956695i | 3.57602120977383-1091.00230504629i | -1.36391881166439-127.234820843694i | -8.63008770625401-258.795136621964i | 0.118577902304076-717.507846441654i | 13.2546920357707-1090.82848464524i | 1.36358883051328-0.0752875334903305i | 9.49321998421327+0.181280361587671i | 9.66460023681812+0.340006846545171i | 3.36519283097754-2194.20010210706i | 0.0050322510340146+3.28116880287532i | 26.6 | 0.20458 | 0.79542 | 2194.2027 | 3.2812 |  | 0.0191834803010191+12.7570144001778i | 26.6 | 3.2812 | 12.757 | 2.6099
|  |  |  | 11 |  |  |  | 3.1643 |  |  |  | 11.8501 |  |  |  |  | 111.3018 |  |  |  |  | 65.9229 | [14 empty] | High-Pass Resistor Losses: | [6 empty] | 19247.4623 |  |  | Watts, 3-Phase or 65675 BTUs/Hour | [33 empty] | 26.8 | 6.31765661117273E-06-0.016931319717943i | 0.0000123774496871955-0.0331715651616841i | 0.000030589061857158-0.0819786857771832i | 0.0000427193923231681-0.114487971426091i | 0.486430110693893i | 0.486227515895603i | 0.486614706367543i | 0.486567171869067i | 0.005 | 0.01 | 0.0125 | 0.00500631765661117+0.46949879097595i | -0.005 | 0.0454843342914992-121.898015901218i | -0.005 | 0.0150123774496872+0.453055950733919i | -0.01 | 0.0891121651425286-238.820602581978i | -0.01 | 0.0225305890618572+0.40463602059036i | -0.0125 | 0.220227720625679-590.210291276818i | -0.0125 | 0.0125427193923232+0.372079200442976i | 0.307560736637757-824.262774189193i | 0.00500631765661117+0.46949879097595i | 0.0454843342914992-121.898015901218i | -0.000113545538199661+0.0106484439386413i | 0.0150118097219962+0.453109192953612i | -1.20890685886998-238.834927895183i | -0.000730383352710073+0.0220455373217459i | 0.0225232852283301+0.404856475963577i | -5.04589956146876-590.358081330923i | -0.00171236956801097+0.0307798752190998i | 0.0125213147727231+0.372463948883215i | -17.8586612706444-825.280210912463i | -2214.84058292374-26.5100954579668i | -1458.99168486686-0.320802614540071i | -527.685423713824+17.3850159214982i | -259.478597760526+2.75594000169144i | 0.000461929677992669-126.291348410948i | -1.34057220008849-126.218203031349i | 1.34103412976649-0.073145379599034i | -0.48104462355168-256.324969181732i | 0.29115588425703-709.81650234899i | 3.4372644317276-1077.83424706514i | -1.34057220008849-126.218203031349i | -8.45307310531558-256.575172746691i | 0.156107270076357-709.966810324174i | 12.8989421729619-1077.66871857404i | 1.34103412976649-0.073145379599034i | 9.31306261153036+0.177058185360383i | 9.448111225711+0.327366160542834i | 3.24783762211094-2170.26706700681i | 0.00496446897943138+3.31735289285617i | 26.8 | 0.20515 | 0.79485 | 2170.2695 | 3.3174 |  | 0.0191834803010191+12.8529318016828i | 26.8 | 3.3174 | 12.8529 | 2.6368
|  |  |  | 13 |  |  |  | 0.88378 |  |  |  | 2.2529 |  |  |  |  | 25.2349 |  |  |  |  | 105.5944 | [14 empty] | Iron-Core Reactor Losses: | [6 empty] | 21074.9411 |  |  | Watts, 3-Phase or 71911 BTUs/Hour | [33 empty] | 27 | 0.0000062244083590309-0.0168059025693835i | 0.0000121947592340198-0.0329258499318534i | 0.0000301375690444915-0.0813714364201272i | 0.0000420888565229709-0.113639912612022i | 0.490060186146833i | 0.489856079447062i | 0.490246159400135i | 0.490198270166597i | 0.005 | 0.01 | 0.0125 | 0.00500622440835903+0.473254283577449i | -0.005 | 0.0448129881051591-120.99506788393i | -0.005 | 0.015012194759234+0.456930229515209i | -0.01 | 0.0877968746550062-237.051561568516i | -0.01 | 0.0225301375690445+0.408874722980008i | -0.0125 | 0.21697717199896-585.838364397192i | -0.0125 | 0.012542088856523+0.376558357554575i | 0.303021157663457-818.157125691339i | 0.00500622440835903+0.473254283577449i | 0.0448129881051591-120.99506788393i | -0.000111748734971679+0.0105639626184962i | 0.0150116360155591+0.456983049328301i | -1.19038549169851-237.065556017021i | -0.00071805788381656+0.0218590619303993i | 0.0225229569902063+0.409093313599312i | -4.96590826422874-585.982570478487i | -0.00167716674092803+0.0304630382148823i | 0.0125211242722614+0.376939145532261i | -17.5430314178159-819.146284095548i | -2172.30160623613-25.6185303785946i | -1433.15477778881-0.389165681699605i | -519.326138506428+16.9065314705182i | -255.515907343256+2.68914149649297i | 0.00120997346934484-125.289260065983i | -1.31784118234652-125.218173116113i | 1.31905115581586-0.071086949870126i | -0.462531986188414-254.151022241748i | 0.291835943591327-702.456215549728i | 3.30573840176487-1065.01621213632i | -1.31784118234652-125.218173116113i | -8.28176722319642-254.395066163141i | 0.190786980823567-702.598625636918i | 12.5581592757975-1064.85848965707i | 1.31905115581586-0.071086949870126i | 9.13828639282382+0.172956971522178i | 9.2393353555915+0.315367058711188i | 3.13625233263713-2146.91270999378i | 0.00489877082279366+3.3534397833222i | 27 | 0.2057 | 0.7943 | 2146.915 | 3.3534 |  | 0.0191834803010191+12.9488492031879i | 27 | 3.3534 | 12.9489 | 2.6636
|  |  |  | 17 |  |  |  | 4.0968 |  |  |  | 8.8349 |  |  |  |  | 31.2873 |  |  |  |  | 60.8003 | [14 empty] | Total Harmonic Losses: | [6 empty] | 40322.4034 |  |  | Watts, 3-Phase or 137586 BTUs/Hour | [33 empty] | 27.2 | 6.13320948158172E-06-0.0166823297899023i | 0.0000120160838822825-0.0326837481598085i | 0.0000296959989694951-0.0807731171970268i | 0.000041472178399267-0.112804325246006i | 0.493690261599772i | 0.493484642998522i | 0.493877612432729i | 0.493829368464127i | 0.005 | 0.01 | 0.0125 | 0.00500613320948158+0.47700793180987i | -0.005 | 0.044156396510489-120.10539850853i | -0.005 | 0.0150120160838823+0.460800894838714i | -0.01 | 0.0865104911225903-235.308535853446i | -0.01 | 0.0225296959989695+0.413104495235702i | -0.0125 | 0.213798062696194-581.530730533648i | -0.0125 | 0.0125414721783993+0.381025043218121i | 0.298581347832831-812.1412661053i | 0.00500613320948158+0.47700793180987i | 0.044156396510489-120.10539850853i | -0.000109995108690703+0.0104808516094576i | 0.0150114661083388+0.460853299096761i | -1.17229151115245-235.322209656449i | -0.00070605276891195+0.0216758806595662i | 0.0225226354712804+0.413321254042298i | -4.88784577002984-581.671469980468i | -0.00164310787820346+0.0301532833318652i | 0.0125209333299218+0.381401959259769i | -17.2361282428537-813.103230543618i | -2131.06693335363-24.7686686497432i | -1408.03530141278-0.451182671204208i | -511.168310277629+16.4461419170603i | -251.644256895875+2.62452760210054i | 0.0019165484519257-124.30342708858i | -1.29570371845684-124.234319017005i | 1.29762026690877-0.069108071574799i | -0.444868828200818-252.015629792056i | 0.292054508334405-695.262117553893i | 3.18097429014984-1052.53380636569i | -1.29570371845684-124.234319017005i | -8.11591847264353-252.253711109513i | 0.222829020425355-695.397112882742i | 12.2314959969999-1052.38343785281i | 1.29762026690877-0.069108071574799i | 8.96866991135151+0.168973245882645i | 9.03789539926063+0.303968574731738i | 3.03007651873535-2124.11498080022i | 0.00483506697693804+3.38943196166312i | 27.2 | 0.20624 | 0.79376 | 2124.1171 | 3.3894 |  | 0.0191834803010191+13.044766604693i | 27.2 | 3.3894 | 13.0448 | 2.6904
|  |  |  | 19 |  |  |  | 4.1434 |  |  |  | 8.746 |  |  |  |  | 28.1171 |  |  |  |  | 48.9973 | [58 empty] | 27.4 | 6.04400036199895E-06-0.0165605609918772i | 0.0000118413068316714-0.0324451807187797i | 0.0000292640629772299-0.0801835325576096i | 0.0000408689548287548-0.111980936230788i | 0.497320337052711i | 0.497113206549983i | 0.497509065465321i | 0.497460466761658i | 0.005 | 0.01 | 0.0125 | 0.005006044000362+0.480759776060834i | -0.005 | 0.0435141302926992-119.228717001996i | -0.005 | 0.0150118413068317+0.464668025831203i | -0.01 | 0.0852521736346758-233.590955759012i | -0.01 | 0.0225292640629772+0.417325532907711i | -0.0125 | 0.210688314529449-577.285981810687i | -0.0125 | 0.0125408689548288+0.38547953053087i | 0.294238404836347-806.213229251589i | 0.005006044000362+0.480759776060834i | 0.0435141302926992-119.228717001996i | -0.000108283262476987+0.0103990769988854i | 0.0150112998905193+0.464720021216197i | -1.1546117230954-233.604318740261i | -0.000694356691081272+0.0214959036568641i | 0.0225223204960664+0.41754049194428i | -4.81164932731411-577.423367110109i | -0.00161014198269733+0.0298503644716805i | 0.0125207421800451+0.385852660086766i | -16.9376193185041-807.149030769904i | -2091.08072101251-23.9580135714954i | -1383.60572439841-0.507383665081411i | -503.205386747291+16.0029731033072i | -247.860851917477+2.56200816730099i | 0.00258390885513818-123.333447242453i | -1.27413876529393-123.266242417772i | 1.27672267414907-0.067204824680031i | -0.428008571356073-249.917734966806i | 0.291862054212154-688.228361611773i | 3.06253947833267-1040.37342698575i | -1.27413876529393-123.266242417772i | -7.95528927371817-250.15004335917i | 0.252427973047022-688.356390917921i | 11.9181646139582-1040.22999151119i | 1.27672267414907-0.067204824680031i | 8.80400337651119+0.165103567683886i | 8.84343745767625+0.293132873830175i | 2.92897687004389-2101.85297080678i | 0.00477327283688874+3.42533182671926i | 27.4 | 0.20677 | 0.79323 | 2101.855 | 3.4253 |  | 0.0191834803010191+13.1406840061981i | 27.4 | 3.4253 | 13.1407 | 2.7171
|  |  |  | 23 |  |  |  | 2.4317 |  |  |  | 5.0033 |  |  |  |  | 14.5473 |  |  |  |  | 23.018 | [14 empty] | Total Losses - All: | [6 empty] | 68694.1147 |  |  | Watts, 3-Phase or 234394 BTUs/Hour | [33 empty] | 27.6 | 5.95672353563067E-06-0.0164405569583407i | 0.0000116703154983785-0.0322100707755246i | 0.0000288414828332323-0.079602492619721i | 0.0000402787972409312-0.11116948038497i | 0.50095041250565i | 0.500741770101442i | 0.501140518497915i | 0.501091565059188i | 0.005 | 0.01 | 0.0125 | 0.00500595672353563+0.484509855547309i | -0.005 | 0.0428857757317033-118.364741019501i | -0.005 | 0.0150116703154984+0.468531699325917i | -0.01 | 0.0840211116376231-231.898268119839i | -0.01 | 0.0225288414828332+0.421538025878194i | -0.0125 | 0.207645924333605-573.102751160749i | -0.0125 | 0.0125402787972409+0.389922084674218i | 0.289989531138184-800.371105941388i | 0.00500595672353563+0.484509855547309i | 0.0428857757317033-118.364741019501i | -0.000106611856341756+0.0103186060065042i | 0.0150111372562167+0.46858329235595i | -1.13733344387236-231.911329726028i | -0.000682958839466457+0.0213190443920734i | 0.0225220118944385+0.421751216322115i | -4.73725876104928-573.236890191179i | -0.00157822093538052+0.0295540470470191i | 0.0125205510355486+0.390291510262306i | -16.6471884282977-801.281725478811i | -2052.29021086507-23.1842498713689i | -1359.83987280771-0.558251841209943i | -495.431084595466+15.5762023084389i | -244.163005234915+2.50149753544673i | 0.00321417453885559-122.378931714915i | -1.25312622226391-122.31355819105i | 1.25634039680276-0.065373523864961i | -0.411907630066151-247.856320198249i | 0.291303960750994-681.349378499116i | 2.95003432373655-1028.52220844872i | -1.25312622226391-122.31355819105i | -7.79965511538586-248.083038263611i | 0.279762617156367-681.470858932994i | 11.6174320527675-1028.38531371803i | 1.25634039680276-0.065373523864961i | 8.64408788212244+0.161344541496488i | 8.655629225717+0.282824975376988i | 2.83264482896025-2080.106838861i | 0.00471330843951128+3.46114169289886i | 27.6 | 0.20728 | 0.79272 | 2080.1088 | 3.4611 |  | 0.0191834803010191+13.2366014077032i | 27.6 | 3.4611 | 13.2366 | 2.7437
|  |  |  | 25 |  |  |  | 1.6947 |  |  |  | 3.459 |  |  |  |  | 9.7693 |  |  |  |  | 15.0772 | [58 empty] | 27.8 | 5.87132359743545E-06-0.0163222796008706i | 0.0000115030013337511-0.031978343707828i | 0.0000284279902753379-0.0790298129654396i | 0.0000397013309921826-0.110369700158268i | 0.504580487958591i | 0.504370333652903i | 0.504771971530509i | 0.504722663356719i | 0.005 | 0.01 | 0.0125 | 0.00500587132359744+0.48825820835772i | -0.005 | 0.0422709339357001-117.513196341247i | -0.005 | 0.0150115030013338+0.472391989945075i | -0.01 | 0.0828165236291269-230.229935688972i | -0.01 | 0.0225284279902753+0.425742158565069i | -0.0125 | 0.20466896073969-568.979710856341i | -0.0125 | 0.0125397013309922+0.394352963198451i | 0.285832029469973-794.613041926526i | 0.00500587132359744+0.48825820835772i | 0.0422709339357001-117.513196341247i | -0.000104979604394139+0.0102394069368025i | 0.0150109781033118+0.472443186979759i | -1.12044447656735-230.242705007129i | -0.000671848881917007+0.021145219502494i | 0.0225217095014561+0.425953610760094i | -4.66461634485286-569.110707115872i | -0.0015472992997868+0.0292641073106879i | 0.0125203600897449+0.394718764539835i | -16.3645346024945-795.499413289157i | -2014.64552078248-22.4452282658066i | -1336.71284815657-0.604228000211486i | -487.839376125426+15.165054683047i | -240.548132057891+2.44291428195309i | 0.00380933990877231-121.439504553303i | -1.2326468804289-121.375893851298i | 1.23645622033767-0.0636107020054695i | -0.39652519037913-245.830405376568i | 0.2904210464332-674.619860057667i | 2.84308925180343-1016.96797287505i | -1.2326468804289-121.375893851298i | -7.64880369035293-246.051708905405i | 0.304997358920689-674.735179734154i | 11.3286153899674-1016.83725296902i | 1.23645622033767-0.0636107020054695i | 8.48873472031144+0.157692826832585i | 8.47415840782388+0.273012503319939i | 2.74079444776627-2058.85774286259i | 0.00465509815069455+3.49686379405572i | 27.8 | 0.20778 | 0.79222 | 2058.8596 | 3.4969 |  | 0.0191834803010191+13.3325188092083i | 27.8 | 3.4969 | 13.3325 | 2.7703
|  |  |  | 29 |  |  |  | 0.17946 |  |  |  | 0.36227 |  |  |  |  | 0.98479 |  |  |  |  | 1.4735 | [58 empty] | 28 | 5.78774711403016E-06-0.0162056919192845i | 0.0000113392596519775-0.0317499270255371i | 0.0000280233265878297-0.0784653144459233i | 0.0000391361947710613-0.109581345358972i | 0.50821056341153i | 0.507998897204361i | 0.508403424563104i | 0.508353761654251i | 0.005 | 0.01 | 0.0125 | 0.00500578774711403+0.492004871492246i | -0.005 | 0.0416692202079563-116.673816582278i | -0.005 | 0.015011339259652+0.476248970178824i | -0.01 | 0.081637655917629-228.585436569362i | -0.01 | 0.0225280233265878+0.429938110117181i | -0.0125 | 0.201755561108931-564.915571105009i | -0.0125 | 0.0125391361947711+0.398772416295279i | 0.281763298549039-788.937235937313i | 0.00500578774711403+0.492004871492246i | 0.0416692202079563-116.673816582278i | -0.000103385272208453+0.0101614491338424i | 0.015010822333291+0.476299777424493i | -1.10393308855077-228.597922343311i | -0.000661016939370104+0.0209743486469454i | 0.0225214131571941+0.43014785360365i | -4.59366668055849-565.043523926501i | -0.00151733414192975+0.0289803317311876i | 0.012520169517997+0.399134670441919i | -16.0893712215863-789.800248563748i | -1978.09945282728-21.7389515214538i | -1314.20095132171-0.645714614329262i | -480.424476700749+14.7687999677132i | -237.01374529934+2.3861809693428i | 0.00437128217546894-120.514802129847i | -1.21268237483158-120.452889034854i | 1.21705365700705-0.061913094991852i | -0.381823007427545-243.83904611315i | 0.28925004382553-668.034743900526i | 2.7413621384258-1005.69918445213i | -1.21268237483158-120.452889034854i | -7.50253409663011-244.055104353963i | 0.328283521215441-668.144264216046i | 11.0510777803504-1005.57429777096i | 1.21705365700705-0.061913094991852i | 8.33776474620961+0.154145145820425i | 8.29873126881963+0.263665461339056i | 2.65316045699925-2038.08777659565i | 0.00459857037749624+3.53250028714436i | 28 | 0.20827 | 0.79173 | 2038.0895 | 3.5325 |  | 0.0191834803010191+13.4284362107134i | 28 | 3.5325 | 13.4284 | 2.7968
|  |  |  | 31 |  |  |  | 0.21363 |  |  |  | 0.42644 |  |  |  |  | 1.1526 |  |  |  |  | 1.7072 | [58 empty] | 28.2 | 5.70594254008866E-06-0.0160907579630501i | 0.0000111789894662962-0.0315247502949552i | 0.000027627242196654-0.0779088229945642i | 0.0000385830400329806-0.108804172893005i | 0.511840638864469i | 0.511627460755821i | 0.512034877595697i | 0.511984859951779i | 0.005 | 0.01 | 0.0125 | 0.00500570594254009+0.495749880901419i | -0.005 | 0.041080263444914-115.846342914658i | -0.005 | 0.0150111789894663+0.480102710460866i | -0.01 | 0.0804837814430973-226.964263669534i | -0.01 | 0.0225276272421967+0.434126054601133i | -0.0125 | 0.198903928618489-560.909078704137i | -0.0125 | 0.012538583040033+0.403180687058774i | 0.277780829008467-783.341937803876i | 0.00500570594254009+0.495749880901419i | 0.041080263444914-115.846342914658i | -0.000101827674341307+0.0100847029383343i | 0.0150106698510946+0.480153133975558i | -1.08778799023595-226.976474315467i | -0.000650453561835116+0.0208063543678513i | 0.0225211227065783+0.434334118144812i | -4.52435658472738-561.034083457906i | -0.00148828486429489+0.0287025164110925i | 0.0125199794792293+0.403539468513913i | -15.8214251819214-784.182439339232i | -1942.60731636476-21.0635618529914i | -1292.28161182066-0.683079453320758i | -473.180832905056+14.3867494702021i | -233.557451144912+2.33122391851785i | 0.00490176901041255-119.604472633328i | -1.19321513979031-119.544195005569i | 1.19811690880072-0.060277627758421i | -0.367765219614404-241.881332100545i | 0.287824021914531-661.589199187001i | 2.64453595045951-994.704907420593i | -1.19321513979031-119.544195005569i | -7.36065609996965-242.092308017538i | 0.34976050426923-661.693256927762i | 10.7842247653894-994.585534810313i | 1.19811690880072-0.060277627758421i | 8.19100778915604+0.150698289235229i | 8.12907130680125+0.254756029995883i | 2.56949652177005-2017.77991134147i | 0.00454365730295804+3.56805325566779i | 28.2 | 0.20875 | 0.79125 | 2017.7815 | 3.5681 |  | 0.0191834803010191+13.5243536122185i | 28.2 | 3.5681 | 13.5244 | 2.8232
|  |  |  | 35 |  |  |  | 0.18813 |  |  |  | 0.37612 |  |  |  |  | 0.99013 |  |  |  |  | 1.4456 | [58 empty] | 28.4 | 5.62586013884689E-06-0.0159774427943252i | 0.0000110220933332511-0.0313027450664331i | 0.000027239496284519-0.0773601694480339i | 0.0000380415304626791-0.108037946514009i | 0.51547071431741i | 0.515256024307282i | 0.515666330628289i | 0.515615958249309i | 0.005 | 0.01 | 0.0125 | 0.00500562586013885+0.499493271523085i | -0.005 | 0.0405037055638629-115.030523801371i | -0.005 | 0.0150110220933333+0.483953279240849i | -0.01 | 0.0793541986557317-225.365924182278i | -0.01 | 0.0225272394962845+0.438306161180255i | -0.0125 | 0.196112329490337-556.959015752557i | -0.0125 | 0.0125380415304627+0.4075780117353i | 0.273882199527074-777.825446656892i | 0.00500562586013885+0.499493271523085i | 0.0405037055638629-115.030523801371i | -0.000100305671988769+0.0100091396468457i | 0.0150105205649734+0.484003324939083i | -1.0719983149706-225.377867803512i | -0.000640149705867901+0.020641161960887i | 0.0225208379992258+0.438512572799864i | -4.45663498164735-557.081164037499i | -0.00146011305265606+0.0284304665448453i | 0.0125197901173045+0.407933392567111i | -15.5604361185039-778.644245350609i | -1908.12676494063-20.4173295138957i | -1270.93332202643-0.716658835488513i | -466.103111377135+14.0182532782482i | -230.176944856402+2.2779729950542i | 0.00540246564731596-118.708175585944i | -1.17422836695636-118.649474184529i | 1.17963083260367-0.05870140141597i | -0.354318177993444-239.956385562884i | 0.286172761943369-655.278613380248i | 2.55231661596338-983.974767323034i | -1.17422836695636-118.649474184529i | -7.22298945188269-240.162436085437i | 0.369556832008704-655.377522642591i | 10.5275009221992-983.860610366017i | 1.17963083260367-0.05870140141597i | 8.04830210649295+0.147349121137367i | 7.9649180364275+0.24625838348009i | 2.48957366556062-1997.91794185211i | 0.00449029464152925+3.60352471293251i | 28.4 | 0.20922 | 0.79078 | 1997.9195 | 3.6035 |  | 0.0191834803010191+13.6202710137236i | 28.4 | 3.6035 | 13.6203 | 2.8496
|  |  |  | 37 |  |  |  | 0.095042 |  |  |  | 0.18959 |  |  |  |  | 0.49558 |  |  |  |  | 0.71978 | [58 empty] | 28.6 | 5.54745190648586E-06-0.0158657124525496i | 0.0000108684772045437-0.0310838448049951i | 0.0000268598564247708-0.0768191893748447i | 0.0000375113414629044-0.107282436583907i | 0.519100789770349i | 0.518884587858742i | 0.519297783660884i | 0.51924705654684i | 0.005 | 0.01 | 0.0125 | 0.00500554745190649+0.503235077317799i | -0.005 | 0.0399392009585306-114.226114741398i | -0.005 | 0.0150108684772045+0.487800743053747i | -0.01 | 0.078248230449366-223.789939085188i | -0.01 | 0.0225268598564248+0.442478594286039i | -0.0125 | 0.193379090355334-553.064198416258i | -0.0125 | 0.0125375113414629+0.411964619962933i | 0.27006507314816-772.38610920374i | 0.00500554745190649+0.503235077317799i | 0.0399392009585306-114.226114741398i | -0.0000988181707745881+0.00993473147302057i | 0.0150103743863506+0.487850416711112i | -1.05655359999407-223.801623486138i | -0.000630096713428994+0.020478699351707i | 0.0225205588892905+0.442683381279556i | -4.39045280239214-553.183578240153i | -0.00143278233458974+0.0281639959128823i | 0.0125196015622805+0.412316669911844i | -15.3061556804643-773.183976145035i | -1874.61764569281-19.7986424535671i | -1250.13557591963-0.746760546075843i | -459.186188277185+13.6626976872207i | -226.87000679514+2.22636140940637i | 0.00587494147315627-117.82558138395i | -1.15570596593707-117.768399702562i | 1.16158090741023-0.0571816813890715i | -0.341450289457836-238.063359790911i | 0.284323092242696-649.098579909177i | 2.46443109924039-973.498915223214i | -1.15570596593707-117.768399702562i | -7.0893632584721-238.264636054634i | 0.387791096502577-649.192633850687i | 10.280386817638-973.389694676758i | 1.16158090741023-0.0571816813890715i | 7.90949387642445+0.144094582332965i | 7.80602587216475+0.238148523843641i | 2.41317884349841-1978.48643630725i | 0.00443842141325414+3.63891660512346i | 28.6 | 0.20967 | 0.79033 | 1978.4879 | 3.6389 |  | 0.0191834803010191+13.7161884152287i | 28.6 | 3.6389 | 13.7162 | 2.8759
|  |  |  | Total RMS |  |  |  | 261.8961 |  |  |  | 246.3009 |  |  |  |  | 237.4631 |  |  |  |  | 249.3118 | [58 empty] | 28.8 | 5.47067150017749E-06-0.0157555339205112i | 0.0000107180502860621-0.0308679848238587i | 0.0000264880982330021-0.0762857229110464i | 0.0000369921596678669-0.106537419843457i | 0.522730865223287i | 0.5225131514102i | 0.522929236693477i | 0.522878154844371i | 0.005 | 0.01 | 0.0125 | 0.00500547067150018+0.506975331302776i | -0.005 | 0.0393864159810453-113.432878025411i | -0.005 | 0.0150107180502861+0.491645166586341i | -0.01 | 0.0771652231465384-222.235842662029i | -0.01 | 0.022526488098233+0.446643513782431i | -0.0125 | 0.190702595744958-549.223475745483i | -0.0125 | 0.0125369921596679+0.416340735000914i | 0.266327193776593-767.022318076589i | 0.00500547067150018+0.506975331302776i | 0.0393864159810453-113.432878025411i | -0.0000973641186610574+0.00986145151069249i | 0.0150102312296928+0.491694473843894i | -1.04144376839567-222.247275361457i | -0.000620286292028811+0.0203188969793058i | 0.0225202852353127+0.446846702752224i | -4.32576288954935-549.340171695191i | -0.00140625824867146+0.0279029264092815i | 0.0125194139315595+0.41668952158103i | -15.0583468551011-767.799989280215i | -1842.04186018973-19.2059969291015i | -1229.86881201668-0.773666460064628i | -452.425139343617+13.3195028239591i | -223.634498652148+2.17632553000715i | 0.00632067614917594-116.956370860683i | -1.13763252730817-116.900654974213i | 1.14395320345734-0.05571588646976i | -0.329131872490611-236.201437756321i | 0.282299186849422-643.044886662971i | 2.38062565873146-963.26799463354i | -1.13763252730817-116.900654974213i | -6.95961539576393-236.398085335632i | 0.40457281141694-643.134359100996i | 10.0423962362352-963.163449002099i | 1.14395320345734-0.05571588646976i | 7.77443672673063+0.140931692840237i | 7.65216310216313+0.230404130862961i | 2.34011364923945-1959.47068991351i | 0.00438797973506339+3.67423081421093i | 28.8 | 0.21012 | 0.78988 | 1959.4721 | 3.6742 |  | 0.0191834803010191+13.8121058167338i | 28.8 | 3.6742 | 13.8121 | 2.9022
[81 empty] | 29 | 0.0000053954741695921-0.0156468750918171i | 0.0000105707249036906-0.0306551022207029i | 0.0000261240050354231-0.0757596146027269i | 0.000036483682480099-0.105802679192287i | 0.526360940676228i | 0.52614171496166i | 0.52656068972607i | 0.5265092531419i | 0.005 | 0.01 | 0.0125 | 0.00500539547416959+0.510714065584411i | -0.005 | 0.0388450284488193-112.650582501576i | -0.005 | 0.0150105707249037+0.495486612740957i | -0.01 | 0.0761045455323804-220.703182043904i | -0.01 | 0.0225261240050354+0.450801075123343i | -0.0125 | 0.188081285703723-545.435728540796i | -0.0125 | 0.0125364836824801+0.420706573949613i | 0.262666382844398-761.732510248752i | 0.00500539547416959+0.510714065584411i | 0.0388450284488193-112.650582501576i | -0.000095942503974771+0.00978927369878459i | 0.0150100910123838+0.495535559109451i | -1.02665911201377-220.714370287479i | -0.000610710496069981+0.0201616876855956i | 0.0225200169000747+0.451002692000199i | -4.26251990725092-545.549821942988i | -0.00138050812343659+0.0276470876003641i | 0.0125192273309371+0.421052162544618i | -14.8167833367486-762.490688602597i | -1810.36323569738-18.6379889728892i | -1210.11436014541-0.797634901986922i | -445.815230502433+12.9881204498948i | -220.468359872838+2.12780470832489i | 0.00674106529878565-116.100234870719i | -1.1199932878492-116.045933292012i | 1.12673435314797-0.0543015787078495i | -0.31733502435443-234.369830800351i | 0.280122832109812-637.113505253219i | 2.3006642683972-953.27311091428i | -1.1199932878492-116.045933292012i | -6.83359196763626-234.561989932578i | 0.42000318413982-637.198652125589i | 9.81307365418286-953.172995142581i | 1.12673435314797-0.0543015787078495i | 7.64299129642977+0.137857553518817i | 7.50311094439962+0.223004425886279i | 2.27019314145137-1940.85668183857i | 0.00433891462767416+3.70946916070087i | 29 | 0.21056 | 0.78944 | 1940.858 | 3.7095 |  | 0.0191834803010191+13.9080232182389i | 29 | 3.7095 | 13.908 | 2.9284
[35 empty] | 5 ¦ P a g e |  | Info@VarStec.com | [19 empty] | 6 ¦ P a g e | [23 empty] | 29.2 | 5.32181669167842E-06-0.015539704739701i | 0.0000104264163755333-0.0304451358165572i | 0.0000257673675530758-0.0752407132549812i | 0.0000359856176294447-0.105078003477979i | 0.529991016129167i | 0.52977027851312i | 0.530192142758665i | 0.530140351439432i | 0.005 | 0.01 | 0.0125 | 0.00500532181669168+0.514451311389466i | -0.005 | 0.0383147271749942-111.879003350983i | -0.005 | 0.0150104264163755+0.499325142696563i | -0.01 | 0.075065587934683-219.191516769274i | -0.01 | 0.0225257673675531+0.454951429503684i | -0.0125 | 0.185513653515662-541.699868265732i | -0.0125 | 0.0125359856176294+0.425062347961453i | 0.259080536135676-756.515165516178i | 0.00500532181669168+0.514451311389466i | 0.0383147271749942-111.879003350983i | -0.0000945523535400328+0.009718172787895i | 0.0150099536546078+0.499373733560502i | -1.01219027522003-219.202467541492i | -0.000601361709304684+0.0200070066108177i | 0.0225197537504601+0.455151499569792i | -4.20068025616857-541.811437338769i | -0.00135550096527648+0.0273963163119084i | 0.0125190418555634+0.425404801915352i | -14.581248937055-757.254522601234i | -1779.54740597611-18.0933066285668i | -1190.85439176886-0.818902771430822i | -439.351908994151+12.6680319281881i | -217.369604264808+2.08074111501897i | 0.00713742579608315-115.256873893967i | -1.10277409785064-115.2039374399i | 1.10991152364672-0.0529364540658455i | -0.306033498708928-232.56777739204i | 0.277813664939501-631.300580984279i | 2.22432718548529-943.505802931749i | -1.10277409785064-115.2039374399i | -6.71114680280931-232.755583193102i | 0.434175815095917-631.381641685499i | 9.59199193476981-943.409887207304i | 1.10991152364672-0.0529364540658455i | 7.51502482774709+0.134869346996189i | 7.35866267759063+0.2159300482142i | 2.20324477751195-1922.63103520204i | 0.00429117383675468+3.74463340623841i | 29.2 | 0.21098 | 0.78902 | 1922.6323 | 3.7446 |  | 0.0191834803010191+14.003940619744i | 29.2 | 3.7446 | 14.004 | 2.9546
[81 empty] | 29.4 | 5.24965730853884E-06-0.0154339924871042i | 0.0000102850428901985-0.0302380260971838i | 0.0000254179836010376-0.0747288717870505i | 0.000035497682752977-0.104363187293752i | 0.533621091582106i | 0.533398842064581i | 0.533823595791259i | 0.533771449736962i | 0.005 | 0.01 | 0.0125 | 0.00500524965730854+0.518187099095002i | -0.005 | 0.0377952115211702-111.11792187224i | -0.005 | 0.0150102850428902+0.503160815967397i | -0.01 | 0.0740477613475984-217.700418361941i | -0.01 | 0.022525417983601+0.459094724004209i | -0.0125 | 0.182998243538727-538.014836003858i | -0.0125 | 0.012535497682753+0.42940826244321i | 0.255567620762199-751.368805040862i | 0.00500524965730854+0.518187099095002i | 0.0377952115211702-111.11792187224i | -0.0000931927309132035+0.00964812430847288i | 0.0150098190792356+0.503209056588939i | -0.998028239535972-217.711138397433i | -0.00059223262833041+0.0198547910944247i | 0.0225194956573177+0.459293271915153i | -4.14020199315913-538.123956001366i | -0.00133120735451937+0.0271504562428351i | 0.0125188575908215+0.429747643146245i | -14.351537033549-752.089982833195i | -1749.56170079531-17.5707228776897i | -1172.07187358424-0.837687459560897i | -433.030794985585+12.3587463410608i | -214.336316778074+2.03507958640087i | 0.00751100068585935-114.425997658577i | -1.08596139035169-114.374379324804i | 1.09347239103756-0.0516183337732995i | -0.295202592742669-230.794541951835i | 0.275389385963875-625.602423477817i | 2.15140964954473-933.958016782992i | -1.08596139035169-114.374379324804i | -6.59214098769171-230.978124623616i | 0.447177331812043-625.679622082537i | 9.37875022335084-933.866085437778i | 1.09347239103756-0.0516183337732995i | 7.39041078598655+0.131964338006217i | 7.21862284013837+0.20916294272661i | 2.1391074434518-1904.78097987122i | 0.00424470766713428+3.77972525607412i | 29.4 | 0.2114 | 0.7886 | 1904.7822 | 3.7797 |  | 0.0191834803010191+14.0998580212491i | 29.4 | 3.7797 | 14.0999 | 2.9807
[81 empty] | 29.6 | 5.17895566823274E-06-0.0153297087779689i | 0.0000101465253908234-0.0300337151568371i | 0.0000250756578018003-0.074223947093329i | 0.0000350196049947167-0.103658030784361i | 0.537251167035045i | 0.53702740561604i | 0.537455048823853i | 0.537402548034493i | 0.005 | 0.01 | 0.0125 | 0.00500517895566823+0.521921458257076i | -0.005 | 0.0372861909712161-110.3671252748i | -0.005 | 0.0150101465253908+0.506993690459203i | -0.01 | 0.0730504965966688-216.229469926139i | -0.01 | 0.0225250756578018+0.463231101730524i | -0.0125 | 0.180533649141245-534.379601458086i | -0.0125 | 0.0125350196049947+0.433744517250132i | 0.252125672281557-746.291989953406i | 0.00500517895566823+0.521921458257076i | 0.0372861909712161-110.3671252748i | -0.0000918627347117584+0.00957910454049746i | 0.0150096872117172+0.507041585981905i | -0.984164309033351-216.23996572041i | -0.000583316247054152+0.0197049805811052i | 0.0225192424953313+0.463428151536335i | -4.08104475526951-534.486344804755i | -0.00130759934901578+0.0269093576033976i | 0.012518674613132+0.434080884220174i | -14.127450053633-746.995602416924i | -1720.37504343235-17.0690891882059i | -1153.75052414773-0.854188578989305i | -426.84767363622+12.0597987447919i | -211.366650447695+1.99076748047254i | 0.00786296376333267-113.607324781634i | -1.06954215217929-113.556979625313i | 1.07740511594263-0.050345156321597i | -0.284819042994629-229.049413736542i | 0.272865950368049-620.015497901987i | 2.08172069927738-924.622081413402i | -1.06954215217929-113.556979625313i | -6.47644243216717-229.228898766101i | 0.459087964425475-620.089044286364i | 9.17297202236987-924.533931915497i | 1.07740511594263-0.050345156321597i | 7.2690285051151+0.129139873237812i | 7.08280649105775+0.202686257615208i | 2.07763057041413-1887.29431783356i | 0.00419946882896479+3.81474636140177i | 29.6 | 0.21181 | 0.78819 | 1887.2955 | 3.8147 |  | 0.0191834803010191+14.1957754227542i | 29.6 | 3.8147 | 14.1958 | 3.0068
[81 empty] | 29.8 | 5.10967276835175E-06-0.0152268248496883i | 0.0000100107874645259-0.0298321466442872i | 0.0000247402013120706-0.0737257999099704i | 0.0000345511206240928-0.102962339459797i | 0.540881242487987i | 0.540655969167498i | 0.541086501856446i | 0.541033646332022i | 0.005 | 0.01 | 0.0125 | 0.00500510967276835+0.525654417638299i | -0.005 | 0.0367873847250364-109.626406480609i | -0.005 | 0.0150100107874645+0.510823822523211i | -0.01 | 0.0720732435429287-214.778265757928i | -0.01 | 0.0225247402013121+0.467360701946476i | -0.0125 | 0.178118510734999-530.793161990297i | -0.0125 | 0.0125345511206241+0.438071306872225i | 0.248752791950246-741.283320011738i | 0.00500510967276835+0.525654417638299i | 0.0367873847250364-109.626406480609i | -0.0000905614970322289+0.00951109048457649i | 0.0150095579799793+0.510871377975634i | -0.970590096472471-214.788543577558i | -0.000574605842059898+0.0195575165316357i | 0.0225189941428915+0.467556277111792i | -4.02316968782872-530.897598410387i | -0.00128465039461147+0.0266728767760854i | 0.0125184929906915+0.438404717831926i | -13.9087989913906-741.969954589834i | -1691.95785549138-16.5873296233814i | -1135.87477329757-0.868589526770736i | -420.798487590987+11.7707485510188i | -208.458823489526+1.94775454186912i | 0.00819442383951753-112.800582426645i | -1.05350389666779-112.751467456599i | 1.06169832050731-0.0491149700457484i | -0.274860929119428-227.331705781898i | 0.270257738946278-614.536416760136i | 2.01508209532035-915.490685969684i | -1.05350389666779-112.751467456599i | -6.36392546567799-227.507214132722i | 0.469982068589523-614.606507630566i | 8.9743034290492-915.40612799661i | 1.06169832050731-0.0491149700457484i | 7.15076285706583+0.126393380777895i | 6.95103852742263+0.196484251207634i | 2.01867332898672-1870.15939093836i | 0.00415541229483695+3.84969832157582i | 29.8 | 0.21221 | 0.78779 | 1870.1605 | 3.8497 |  | 0.0191834803010191+14.2916928242593i | 29.8 | 3.8497 | 14.2917 | 3.0328
[81 empty] | 30 | 0.0000050417709022192-0.0151253127066576i | 0.0000098777552370009-0.0296332657110027i | 0.0000244114315622757-0.073234294686827i | 0.0000340919746721489-0.102275924016447i | 0.544511317940926i | 0.544284532718959i | 0.544717954889039i | 0.544664744629553i | 0.005 | 0.01 | 0.0125 | 0.00500504177090222+0.529386005234268i | -0.005 | 0.0362985213112308-108.895563933692i | -0.005 | 0.015009877755237+0.514651267007956i | -0.01 | 0.0711154703240442-213.346410972133i | -0.01 | 0.0225244114315623+0.471483660202212i | -0.0125 | 0.175751513899787-527.254541699359i | -0.0125 | 0.0125340919746721+0.442388820613106i | 0.245447144104513-736.341432313542i | 0.00500504177090222+0.529386005234268i | 0.0362985213112308-108.895563933692i | -0.0000892881819516382+0.00944405983438728i | 0.0150094313143272+0.514698487307128i | -0.957297510136116-213.356476864466i | -0.000566094958819414+0.0194123423382749i | 0.0225187504819741+0.471677783625595i | -3.96653937637603-527.356738338357i | -0.00126233524194803+0.026440875997589i | 0.0125183127841478+0.442719331563076i | -13.695402954804-737.011651326992i | -1664.28196844055-16.1244354565414i | -1118.42972416701-0.881058898010214i | -414.879329873175+11.4911780240213i | -205.611116540299+1.90599277508684i | 0.00850642871595791-112.005505976908i | -1.03783463794842-111.957580050664i | 1.04634106666438-0.0479259262446723i | -0.265307584920836-225.640753899311i | 0.267577711541835-609.161932197603i | 1.95132733838123-906.556858745865i | -1.03783463794842-111.957580050664i | -6.2544704611948-225.812402194776i | 0.479928601060914-609.228752035366i | 8.78241152023283-906.475713332242i | 1.04634106666438-0.0479259262446723i | 7.03550394293835+0.123722369220315i | 6.82315305341925+0.19054220698164i | 1.96210389371819-1853.36505081969i | 0.00411249516695243+3.88458268621592i | 30 | 0.2126 | 0.7874 | 1853.3661 | 3.8846 |  | 0.0191834803010191+14.3876102257644i | 30 | 3.8846 | 14.3876 | 3.0587
[81 empty] | 30.2 | 4.97521360757534E-06-0.0150251450948775i | 9.74735727198432E-06-0.0294370189613927i | 0.0000240891720081071-0.0727492994644835i | 0.0000336419205845571-0.101598600165362i | 0.548141393393865i | 0.54791309627042i | 0.548349407921632i | 0.548295842927084i | 0.005 | 0.01 | 0.0125 | 0.00500497521360758+0.533116248298988i | -0.005 | 0.0358193382176506-108.174401417305i | -0.005 | 0.015009747357272+0.518476077309027i | -0.01 | 0.070176662630499-211.933521144107i | -0.01 | 0.0225240891720081+0.475600108457149i | -0.0125 | 0.173431387594645-523.762790535828i | -0.0125 | 0.0125336419205846+0.446697242761722i | 0.242206953662209-731.465000059869i | 0.00500497521360758+0.533116248298988i | 0.0358193382176506-108.174401417305i | -0.0000880419841073686+0.00937799095038627i | 0.0150093071473515+0.518522967263779i | -0.944278741318831-211.943380946467i | -0.00055777739869074+0.0192694032444282i | 0.0225185113980212+0.475792802489593i | -3.91111778219025-523.86281207568i | -0.00124062986908151+0.0262132230603156i | 0.0125181340472211+0.447024908049976i | -13.4870887411871-732.11934201777i | -1637.32054132168-15.6794602428792i | -1101.40111759652-0.891751765598869i | -409.086437153144+11.2206908846084i | -202.821870033892+1.8654363254244i | 0.00879996889060039-111.221838723923i | -1.02252286670566-111.175062451127i | 1.03132283559626-0.04677627279592i | -0.25613951604159-223.975915723516i | 0.264837544809883-603.888928788812i | 1.89030077330979-897.813947592987i | -1.02252286670566-111.175062451127i | -6.14796348487907-224.143816422814i | 0.48899155267921-603.952650718276i | 8.59698287051115-897.7360463458i | 1.03132283559626-0.04677627279592i | 6.92314680443376+0.121124426502073i | 6.6989927965645+0.184846355966004i | 1.90779877096868-1836.90063082924i | 0.00407067655353459+3.91940095720517i | 30.2 | 0.21298 | 0.78702 | 1836.9016 | 3.9194 |  | 0.0191834803010191+14.4835276272695i | 30.2 | 3.9194 | 14.4835 | 3.0847
Harmonic Filter Design - H - Type ¦ Enter Customer PO # ¦ | [35 empty] | Harmonic Filter Design - H - Type ¦ Enter Customer PO # ¦ | [44 empty] | 30.4 | 4.90996561761794E-06-0.0149262954775586i | 9.61952447533315E-06-0.0292433544050128i | 0.0000237732518934664-0.0722706857561381i | 0.0000332007198905595-0.100930188467301i | 0.551771468846803i | 0.551541659821879i | 0.551980860954225i | 0.551926941224615i | 0.005 | 0.01 | 0.0125 | 0.00500490996561762+0.536845173369244i | -0.005 | 0.0353495815389128-107.462727878295i | -0.005 | 0.0150096195244753+0.522298305416866i | -0.01 | 0.0692563230150131-210.53922196564i | -0.01 | 0.0225237732518935+0.479710175198087i | -0.0125 | 0.171156902451164-520.31698345154i | -0.0125 | 0.0125332007198906+0.450996752757314i | 0.239030503739316-726.65273136752i | 0.00500490996561762+0.536845173369244i | 0.0353495815389128-107.462727878295i | -0.0000868221273507934+0.00931286283472063i | 0.0150091854138385+0.52234486973104i | -0.931526252434587-210.548881314089i | -0.00054964720665288+0.0191286462683322i | 0.022518276779827+0.47990146166077i | -3.85687018120168-520.414892219846i | -0.00121951140945594+0.0259897910320645i | 0.0125179568272724+0.451321625145215i | -13.283690438805-727.291712197501i | -1611.04798413641-15.2515153047763i | -1084.77529877024-0.90081083984412i | -403.416183370009+10.9589110120694i | -200.089481706095+1.82604136710898i | 0.00907598101482299-110.449331569992i | -1.00755752730475-110.403667221768i | 1.01663350831957-0.0456643482248021i | -0.247338323754257-222.336569808159i | 0.262047756008736-598.714416769782i | 1.83185677071388-889.255601674985i | -1.00755752730475-110.403667221768i | -6.04429596943702-222.500831374902i | 0.497230342934056-598.775203357074i | 8.41772219120559-889.180786050491i | 1.01663350831957-0.0456643482248021i | 6.81359115400231+0.118597218519135i | 6.57840856707713+0.179383805811653i | 1.85564218398318-1820.75591982292i | 0.00402991745373604+3.95415459058895i | 30.4 | 0.21335 | 0.78665 | 1820.7569 | 3.9542 |  | 0.0191834803010191+14.5794450287746i | 30.4 | 3.9542 | 14.5795 | 3.1105
[81 empty] | 30.6 | 4.84599281427558E-06-0.0148287380116833i | 9.49419000347869E-06-0.0290522214106448i | 0.0000234635060242222-0.0717983284341199i | 0.0000327681418870064-0.10027051417424i | 0.555401544299744i | 0.555170223373338i | 0.555612313986819i | 0.555558039522143i | 0.005 | 0.01 | 0.0125 | 0.00500484599281428+0.540572806288061i | -0.005 | 0.0348890056399881-106.760357258364i | -0.005 | 0.0150094941900035+0.526118001962693i | -0.01 | 0.0683539702334461-209.163148914345i | -0.01 | 0.0225234635060242+0.483813985552699i | -0.0125 | 0.168926869144637-516.91621958259i | -0.0125 | 0.012532768141887+0.455287525347903i | 0.235916133375158-721.903368127987i | 0.00500484599281428+0.540572806288061i | 0.0348890056399881-106.760357258364i | -0.0000856278634702648+0.00924865510727608i | 0.0150090660506861+0.526164245238229i | -0.91903276570773-209.172613252021i | -0.000541698659729079+0.0189900201305252i | 0.0225180465194269+0.484003885754004i | -3.80376310608323-517.012075656119i | -0.00119895808480947+0.0257704579925849i | 0.0125177811658269+0.45560965607281i | -13.0850490528282-722.52748233141i | -1585.43988645786-14.8397655916763i | -1068.53918591636-0.908367520239418i | -397.86507368516+10.7054812364137i | -197.412404220731+1.78776599811953i | 0.00933535111998064-109.687742744311i | -0.99292799620216-109.643154168119i | 1.00226334732214-0.0445885761914709i | -0.238886634349033-220.722114766482i | 0.25921781432754-593.635525684252i | 1.77585897863051-880.875754463921i | -0.99292799620216-109.643154168119i | -5.94336440933887-220.88284183024i | 0.504700179870692-593.693529672581i | 8.24435107907984-880.803875100738i | 1.00226334732214-0.0445885761914709i | 6.706741122312+0.116138487566531i | 6.46125875676875+0.174142475892961i | 1.805525509729-1804.92113765897i | 0.00399018065036986+3.9888449983802i | 30.6 | 0.21372 | 0.78628 | 1804.922 | 3.9888 |  | 0.0191834803010191+14.6753624302797i | 30.6 | 3.9888 | 14.6754 | 3.1364
[81 empty] | 30.8 | 4.78326218359773E-06-0.014732447525481i | 9.37128917602822E-06-0.0288635706621669i | 0.0000231597745522156-0.071332105620824i | 0.0000323439633367082-0.0996194070770617i | 0.559031619752683i | 0.558798786924797i | 0.559243767019414i | 0.559189137819674i | 0.005 | 0.01 | 0.0125 | 0.0050047832621836+0.544299172227202i | -0.005 | 0.0344373728350297-106.067108331891i | -0.005 | 0.015009371289176+0.52993521626263i | -0.01 | 0.0674691386155685-207.804946935951i | -0.01 | 0.0225231597745522+0.48791166139859i | -0.0125 | 0.166740136838996-513.559621464108i | -0.0125 | 0.0125323439633367+0.459569730742612i | 0.232862235360675-717.215684910882i | 0.0050047832621836+0.544299172227202i | 0.0344373728350297-106.067108331891i | -0.0000844584709793968+0.0091853479828023i | 0.0150089489968211+0.529981143002544i | -0.906791252414586-207.814221520995i | -0.00053392625605435+0.0188534751848838i | 0.0225178205119917+0.488100196150439i | -3.75176429133145-513.653482766984i | -0.00117894914262839+0.0255551067858392i | 0.0125176070990538+0.459889169577435i | -12.8910121539084-717.825406648298i | -1560.47295085765-14.4434258796136i | -1052.68024092406-0.914542850252291i | -392.429738747838+10.4600622138106i | -194.789142910377+1.75057014125585i | 0.00957891763036263-108.936837531788i | -0.978624061556941-108.893290071425i | 0.988202979187305-0.0435474603627738i | -0.230768033660336-219.131968454502i | 0.256356241083335-588.649498414051i | 1.72217963755973-872.668607877477i | -0.978624061556941-108.893290071425i | -5.84507007623527-219.289261965507i | 0.511452388675763-588.704863401276i | 8.0766068647835-872.599523981012i | 0.988202979187305-0.0435474603627738i | 6.60250502176222+0.113746050640629i | 6.34740887416988+0.169111037867016i | 1.75734676261309-1789.38691227782i | 0.00395143060984908+4.02347355027656i | 30.8 | 0.21407 | 0.78593 | 1789.3878 | 4.0235 |  | 0.0191834803010191+14.7712798317848i | 30.8 | 4.0235 | 14.7713 | 3.1622
🧮 HARMONIC FILTER DESIGN METHODOLOGY | [35 empty] | 🧮 FORMULAS | [44 empty] | 31 | 4.72174177315316E-06-0.0146373994967748i | 9.25075939230007E-06-0.0286773541161303i | 0.0000228619027689916-0.070871898583874i | 0.0000319279681803689-0.0989767013591439i | 0.562661695205623i | 0.562427350476256i | 0.562875220052008i | 0.562820236117204i | 0.005 | 0.01 | 0.0125 | 0.00500472174177315+0.548024295708848i | -0.005 | 0.0339944530806603-105.382804550047i | -0.005 | 0.0150092507593923+0.533749996360126i | -0.01 | 0.0666013774641507-206.464270138868i | -0.01 | 0.022522861902769+0.492003321468134i | -0.0125 | 0.164595591701768-510.246334275483i | -0.0125 | 0.0125319279681804+0.46384353475806i | 0.229867254164464-712.588487909841i | 0.00500472174177315+0.548024295708848i | 0.0339944530806603-105.382804550047i | -0.0000833132539667959+0.00912292224905783i | 0.0150088341931225+0.533795610971371i | -0.894794922645083-206.47336005198i | -0.000526324704546381+0.0187189633530232i | 0.0225175986557235+0.492190511101664i | -3.7008426211601-510.338256672344i | -0.00115946479779765+0.0253436247868891i | 0.0125174346582079+0.464160330067896i | -12.7014335478045-713.184272021556i | -1536.12493077411-14.0617572791062i | -1037.18644174181-0.919448384835044i | -387.106929254316+10.2223313787588i | -192.218253625383+1.71441545103587i | 0.00980747417811041-108.196388013961i | -0.964635903966555-108.153848434322i | 0.974443378144665-0.0425395796386146i | -0.222967006315322-217.56556719423i | 0.253470699969322-583.753685566837i | 1.67069895287415-864.628617470066i | -0.964635903966555-108.153848434322i | -5.74931875304561-217.719524571504i | 0.517534711940489-583.80654663038i | 7.91424155204936-864.562196243808i | 0.974443378144665-0.0425395796386146i | 6.50079512487494+0.111417797635938i | 6.23673111290375+0.16427886117839i | 1.71101012070626-1774.14425824509i | 0.00391363338877722+4.05804157529433i | 31 | 0.21442 | 0.78558 | 1774.1451 | 4.058 |  | 0.0191834803010191+14.8671972332899i | 31 | 4.058 | 14.8672 | 3.1879
[81 empty] | 31.2 | 4.66140065133373E-06-0.0145435700321613i | 9.13254005159262E-06-0.028493524960969i | 0.0000225697409087535-0.0704175916353111i | 0.0000315199472613995-0.0983422354555666i | 0.566291770658562i | 0.566055914027717i | 0.566506673084602i | 0.566451334414734i | 0.005 | 0.01 | 0.0125 | 0.00500466140065133+0.551748200626401i | -0.005 | 0.0335600236829774-104.70727389089i | -0.005 | 0.0150091325400516+0.537562389066748i | -0.01 | 0.0657502504809353-205.140781500518i | -0.01 | 0.0225225697409088+0.496089081449291i | -0.0125 | 0.162492155485436-506.97552511456i | -0.0125 | 0.0125315199472614+0.468109098959167i | 0.226929683951561-708.020613928872i | 0.00500466140065133+0.551748200626401i | 0.0335600236829774-104.70727389089i | -0.0000821915410037038+0.00906135924592275i | 0.0150087215823466+0.537607695862978i | -0.883037215555584-205.149691652144i | -0.000518888915141565+0.0185864380618674i | 0.0225173808517574+0.49627494582991i | -3.65096808004114-507.06556249899i | -0.0011404861781271+0.0251359036824041i | 0.0125172638700348+0.468423297755197i | -12.5161729646068-708.602896895083i | -1512.37457248013-13.6940640232853i | -1022.04625643203-0.923186979314811i | -381.893510783492+9.99198196707122i | -189.698340685273+1.67926522603499i | 0.0100217722343916-107.466172821359i | -0.950954078256705-107.424609237654i | 0.960975850491095-0.0415635837051812i | -0.215468879324687-216.022365034636i | 0.250568078402295-578.945540196298i | 1.62130451923714-856.750478596549i | -0.950954078256705-107.424609237654i | -5.65602048531897-216.173080307803i | 0.522991584286657-578.996024469881i | 7.75702083955076-856.686594716283i | 0.960975850491095-0.0415635837051812i | 6.40152745648538+0.10915168946386i | 6.12910395060125+0.159635963049631i | 1.66642549054914-1759.18455664884i | 0.00387675654667657+4.09255036332487i | 31.2 | 0.21477 | 0.78523 | 1759.1853 | 4.0926 |  | 0.0191834803010191+14.963114634795i | 31.2 | 4.0926 | 14.9631 | 3.2136
[37 empty] | The below shows how a 1000 kvar 13.8kV 4.7th tuned Notch Type Filter Design is computed manually and is the basis this spreadsheet. | [43 empty] | 31.4 | 4.60220886846676E-06-0.0144509358469856i | 9.01657247699608E-06-0.0283120375777677i | 0.0000222831439600764-0.0699690720346398i | 0.0000311196980629659-0.0977158519177126i | 0.569921846111501i | 0.569684477579177i | 0.570138126117193i | 0.570082432712265i | 0.005 | 0.01 | 0.0125 | 0.00500460220886847+0.555470910264515i | -0.005 | 0.0331338690175798-104.0403487152i | -0.005 | 0.015009016572477+0.541372440001409i | -0.01 | 0.0649153352181154-203.834152584882i | -0.01 | 0.0225222831439601+0.500169054082553i | -0.0125 | 0.160428784171854-503.746382299621i | -0.0125 | 0.012531119698063+0.472366580794552i | 0.224048066690303-703.510929407549i | 0.00500460220886847+0.555470910264515i | 0.0331338690175798-104.0403487152i | -0.0000810926841061969+0.00900064084542824i | 0.0150086111090565+0.541417443205636i | -0.871511790086138-203.842887722069i | -0.00051161398956092+0.0184558541842132i | 0.0225171670040645+0.500353612624395i | -3.60211170573947-503.834586678134i | -0.00112199527345984+0.0249318392638733i | 0.0125170947571448+0.47267822878535i | -12.335095766224-704.080130252172i | -1489.20156083954-13.3396905110176i | -1007.24861876795-0.925853507377887i | -376.786458892788+9.76872210427924i | -187.228054926958+1.64508432630902i | 0.0102225235700173-106.745976896727i | -0.937569496259132-106.705358707837i | 0.94779201982915-0.0406181888898511i | -0.208259769670051-214.50183304824i | 0.247654560898695-574.22261283206i | 1.57389079222124-849.02911347503i | -0.937569496259132-106.705358707837i | -5.56508934859248-214.649396993246i | 0.527864383755459-574.27084003849i | 7.60472321814963-848.967648602307i | 0.94779201982915-0.0406181888898511i | 6.30462159875162+0.106945756116571i | 6.02441177589488+0.155172962545496i | 1.6235081070199-1744.49953625206i | 0.00384076906439203+4.12700116661692i | 31.4 | 0.2151 | 0.7849 | 1744.5003 | 4.127 |  | 0.0191834803010191+15.0590320363001i | 31.4 | 4.127 | 15.059 | 3.2393
[81 empty] | 31.6 | 4.54413741964491E-06-0.0143594742460779i | 8.90279984256964E-06-0.0281328475025201i | 0.0000220019714859338-0.0695262298955509i | 0.0000307270244566463-0.0970973972830029i | 0.573551921564442i | 0.573313041130636i | 0.573769579149786i | 0.573713531009797i | 0.005 | 0.01 | 0.0125 | 0.00500454413741964+0.559192447318364i | -0.005 | 0.032715780261959-103.38186562779i | -0.005 | 0.0150089027998426+0.545180193628116i | -0.01 | 0.0640962225540423-202.544063270774i | -0.01 | 0.0225220019714859+0.504243349254235i | -0.0125 | 0.158404466676526-500.558114697823i | -0.0125 | 0.0125307270244566+0.476616133726794i | 0.221220990342769-699.058329483153i | 0.00500454413741964+0.559192447318364i | 0.032715780261959-103.38186562779i | -0.0000800160577488331+0.0089407494326562i | 0.0150085027195539+0.545224897375279i | -0.860212516116798-202.552627983698i | -0.000504495212572843+0.0183271679821186i | 0.0225169570193602+0.504426620934056i | -3.55424554469646-500.644536269652i | -0.00110397488809436+0.0247313312326655i | 0.0125169273383554+0.476925275367202i | -12.1580726708943-699.614850625145i | -1466.58646856675-12.998018582257i | -992.782905266357-0.927535515058351i | -371.782854459324+9.55227395450241i | -184.80609184458+1.61183909556861i | 0.0104104025576493-106.035591268569i | -0.924473410516069-105.995889094274i | 0.93488381307372-0.039702174294669i | -0.201326535572118-213.003458661313i | 0.244735695306154-569.582546798135i | 1.52835860280347-841.45965908102i | -0.924473410516069-105.995889094274i | -5.47644323056874-213.147958930304i | 0.53219166212151-569.628629741779i | 7.45713913695762-841.400501412619i | 0.93488381307372-0.039702174294669i | 6.21000050807033+0.104798094695608i | 5.92254454125491+0.150881038339983i | 1.58217816509516-1730.08125580904i | 0.00380564126774226+4.16139520118977i | 31.6 | 0.21543 | 0.78457 | 1730.082 | 4.1614 |  | 0.0191834803010191+15.1549494378051i | 31.6 | 4.1614 | 15.155 | 3.2649
[81 empty] | 31.8 | 4.48715820918728E-06-0.0142691631052156i | 8.79116710371385E-06-0.0279559113898101i | 0.0000217260874516261-0.0690889580961712i | 0.0000303417364621234-0.0964867219495528i | 0.577181997017379i | 0.576941604682097i | 0.577401032182382i | 0.577344629307326i | 0.005 | 0.01 | 0.0125 | 0.00500448715820919+0.562912833912163i | -0.005 | 0.0323055551396348-102.731665344039i | -0.005 | 0.0150087911671037+0.548985693292287i | -0.01 | 0.0632925161919376-201.270201490362i | -0.01 | 0.0225217260874516+0.508312074086211i | -0.0125 | 0.156418223609762-497.409951079045i | -0.0125 | 0.0125303417364621+0.480857907357773i | 0.218447087134673-694.661737088262i | 0.00500448715820919+0.562912833912163i | 0.0323055551396348-102.731665344039i | -0.0000789610579268362+0.00888166788746505i | 0.0150083963618141+0.549030101631724i | -0.849133466039209-201.278600218552i | -0.000497528043722227+0.0182003370529608i | 0.0225167508070144+0.508494077456741i | -3.50734260962825-497.49463831197i | -0.00108640859627428+0.0245342830161565i | 0.0125167616290087+0.481164585895475i | -11.9849794935884-695.205965143954i | -1444.51070872923-12.6684650051323i | -978.638913559387-0.928313816910844i | -366.879879252333+9.34237292526477i | -182.431189816025+1.57949728779795i | 0.010586048326795-105.334812834457i | -0.911657398854755-105.29599845627i | 0.92224344718154-0.0388143781873341i | -0.194656731151828-211.526745015806i | 0.241816452625968-565.023073800604i | 1.48461471085349-834.037455811344i | -0.911657398854755-105.29599845627i | -5.39000362704083-211.668266261415i | 0.536009356073488-565.067118823035i | 7.31407023228094-833.98049966174i | 0.92224344718154-0.0388143781873341i | 6.11759034307054+0.102706867421756i | 5.82339743962304+0.146751889852769i | 1.54236048065442-1715.92208746221i | 0.00377134475602949+4.19573364818062i | 31.8 | 0.21576 | 0.78424 | 1715.9228 | 4.1957 |  | 0.0191834803010191+15.2508668393102i | 31.8 | 4.1957 | 15.2509 | 3.2905
[81 empty] | 32 | 4.43124401665036E-06-0.0141799808532812i | 0.0000086816209305803-0.027781186977857i | 0.00002145536006021-0.0686571521926724i | 0.0000299636500173501-0.0958836800555203i | 0.58081207247032i | 0.580570168233555i | 0.581032485214975i | 0.580975727604855i | 0.005 | 0.01 | 0.0125 | 0.00500443124401665+0.566632091617039i | -0.005 | 0.0319029976754493-102.089592561438i | -0.005 | 0.0150086816209306+0.552788981255698i | -0.01 | 0.0625038321804721-200.012262977511i | -0.01 | 0.0225214553600602+0.512375333022303i | -0.0125 | 0.154469106091843-494.3011394939i | -0.0125 | 0.0125299636500174+0.485092047549335i | 0.215725031900658-690.320102082104i | 0.00500443124401665+0.566632091617039i | 0.0319029976754493-102.089592561438i | -0.0000779271012640612+0.00882337956699899i | 0.0150082919854243+0.552833098153533i | -0.838268906721242-200.020500015786i | -0.00049070810949743+0.0180753202780162i | 0.0225165482789652+0.512556086225083i | -3.4613768392129-494.384139196355i | -0.00106928070052026+0.0243406015941918i | 0.0125165976412609+0.485396305069262i | -11.8156969012414-690.85240862178i | -1422.95649025377-12.3504791562647i | -964.806842014735-0.928263039894527i | -362.074811723697+9.13876692409745i | -180.102128411516+1.54802799803189i | 0.0107500667819234-104.643444153638i | -0.899113349778982-104.605490459008i | 0.909863416560905-0.0379536946303278i | -0.188238564221038-210.07121036129i | 0.238901281080694-560.542009766419i | 1.4425713941162-826.758036861087i | -0.899113349778982-104.605490459008i | -5.3056954505705-210.20983435556i | 0.539350981003125-560.584117168233i | 7.17532861407948-826.703182275235i | 0.909863416560905-0.0379536946303278i | 6.02732030291038+0.10067029963992i | 5.72687060298794+0.142777701454628i | 1.50398417775778-1702.01470114243i | 0.00373785233504849+4.23001765513034i | 32 | 0.21607 | 0.78393 | 1702.0154 | 4.23 |  | 0.0191834803010191+15.3467842408153i | 32 | 4.23 | 15.3468 | 3.316
[81 empty] | 32.2 | 4.37636846431226E-06-0.0140919064550855i | 8.57410964436686E-06-0.0276086330548613i | 0.000021189661595063-0.0682307103361029i | 0.0000295925867586831-0.0952881293629593i | 0.584442147923261i | 0.584198731785017i | 0.584663938247568i | 0.584606825902387i | 0.005 | 0.01 | 0.0125 | 0.00500437636846431+0.570350241468175i | -0.005 | 0.0315079179614676-101.455495835926i | -0.005 | 0.0150085741096444+0.556590098730156i | -0.01 | 0.0617297984551201-198.769951025487i | -0.01 | 0.0225211896615951+0.516433227911465i | -0.0125 | 0.152556194619555-491.230946674968i | -0.0125 | 0.0125295925867587+0.489318696539428i | 0.213053540501354-686.032400414357i | 0.00500437636846431+0.570350241468175i | 0.0315079179614676-101.455495835926i | -0.0000769136241642224+0.00876586828894293i | 0.0150081895415236+0.556633928071601i | -0.827613291843845-198.778030529622i | -0.000484031195908455+0.0179520777734238i | 0.022516349349636+0.516612748689199i | -3.41632305974764-491.312304064624i | -0.00105257619259687+0.0241501973352119i | 0.0125164353843512+0.489620574006118i | -11.6501101818435-686.553142676099i | -1401.90677621796-12.0435408776328i | -951.277270521472-0.927452119935597i | -357.365023004198+8.94121566312511i | -177.817726780015+1.51740159702529i | 0.0109030324932656-103.961293248474i | -0.886833448627647-103.924174178144i | 0.897736481120915-0.0371190703304991i | -0.18206085696218-208.636387475215i | 0.235994155010911-556.137250916841i | 1.40214606954013-819.617118261895i | -0.886833448627647-103.924174178144i | -5.22344685101402-208.772193223376i | 0.542247808977602-556.177515348481i | 7.04073620509856-819.56427065583i | 0.897736481120915-0.0371190703304991i | 5.93912247517274+0.0986866778306071i | 5.6328688212061+0.138951109471215i | 1.46698240008213-1688.35204990243i | 0.00370513795427256+4.26424833721055i | 32.2 | 0.21638 | 0.78362 | 1688.3527 | 4.2642 |  | 0.0191834803010191+15.4427016423204i | 32.2 | 4.2642 | 15.4427 | 3.3415
[81 empty] | 32.4 | 4.32250598605755E-06-0.0140049193948265i | 8.46858315635765E-06-0.0274382094265988i | 0.0000209288682692276-0.0678095331922976i | 0.0000292283738104841-0.0946999311459691i | 0.588072223376198i | 0.587827295336476i | 0.588295391280162i | 0.588237924199919i | 0.005 | 0.01 | 0.0125 | 0.00500432250598606+0.574067303981372i | -0.005 | 0.0311201319329625-100.829227462799i | -0.005 | 0.0150084685831564+0.560389085909877i | -0.01 | 0.0609700543992734-197.542976253646i | -0.01 | 0.0225209288682692+0.520485858087864i | -0.0125 | 0.150678597981537-488.198657460183i | -0.0125 | 0.0125292283738105+0.49353799305395i | 0.210431368308601-681.797633319873i | 0.00500432250598606+0.574067303981372i | 0.0311201319329625-100.829227462799i | -0.0000759200820029436+0.0087091183154845i | 0.0150080889827464+0.560432631501454i | -0.817161254590174-197.550902245774i | -0.000477493241451841+0.0178305708434069i | 0.0225161539358547+0.520664163796298i | -3.37215694866693-488.278416229208i | -0.00103628071692466+0.0239629838414197i | 0.0125162748648489+0.493837530351968i | -11.488109026487-682.307154883436i | -1381.34524472582-11.747158494857i | -938.041142364508-0.925944755616331i | -352.747973094091+8.74949000813672i | -175.576842109252+1.48758966956934i | 0.0110454904690976-103.288173414252i | -0.874810164455106-103.251863912559i | 0.885855654924195-0.0363095016928369i | -0.176113009276532-207.221823109994i | 0.233098619121399-551.806770060114i | 1.36326094410653-812.61058953388i | -0.874810164455106-103.251863912559i | -5.14318904705653-207.354886959324i | 0.544729032309123-551.845280884218i | 6.91012412826213-812.559659360946i | 0.885855654924195-0.0363095016928369i | 5.85293169270417+0.0967543476375305i | 5.5413012795164+0.135265171740509i | 1.43129204442049-1674.92735611824i | 0.00367317664791154+4.29842677839568i | 32.4 | 0.21669 | 0.78331 | 1674.928 | 4.2984 |  | 0.0191834803010191+15.5386190438255i | 32.4 | 4.2984 | 15.5386 | 3.367
[81 empty] | 32.6 | 4.26963179759418E-06-0.013918999660157i | 8.36499290957225E-06-0.0272698768852056i | 0.0000206728600812085-0.0673935238647398i | 0.000028870843583732-0.0941189500829665i | 0.591702298829138i | 0.591455858887935i | 0.591926844312755i | 0.591869022497449i | 0.005 | 0.01 | 0.0125 | 0.00500426963179759+0.577783299168981i | -0.005 | 0.0307394611539894-100.210643362005i | -0.005 | 0.0150083649929096+0.564185982002729i | -0.01 | 0.0602242504241423-196.331056382704i | -0.01 | 0.0225206728600812+0.524533320448015i | -0.0125 | 0.148835452220081-485.203574237464i | -0.0125 | 0.0125288708435837+0.497750072414482i | 0.207857308755547-677.614826543083i | 0.00500426963179759+0.577783299168981i | 0.0307394611539894-100.210643362005i | -0.0000749459483584108+0.00865311433794903i | 0.0150079902631678+0.564229247574419i | -0.806907600668652-196.338832756478i | -0.000471090330438948+0.0177107619356256i | 0.0225159619567768+0.524710428067371i | -3.32885499981674-485.281776614646i | -0.00102038053626248+0.0237788778024097i | 0.0125161160868804+0.498047308387012i | -11.329587323531-678.113457966391i | -1361.25625218308-11.4608669832397i | -925.089747116559-0.923799823001184i | -348.221207237079+8.5633713689298i | -173.378368155599+1.4585649562246i | 0.0111779578176744-102.623903036977i | -0.863036237589717-102.588379004913i | 0.8742141954074-0.035524032063526i | -0.170384964599367-205.827077465418i | 0.230217828542455-547.548613089205i | 1.32584269259276-805.73450490753i | -0.863036237589717-102.588379004913i | -5.06485616798673-205.9574732094i | 0.546821914005773-547.585454716789i | 6.78333213834337-805.685407348141i | 0.8742141954074-0.035524032063526i | 5.7686853987948+0.0948717119193098i | 5.45208131333151+0.131713339502981i | 1.39685351435352-1661.73409849913i | 0.00364194447956806+4.33255403258216i | 32.6 | 0.21698 | 0.78302 | 1661.7347 | 4.3326 |  | 0.0191834803010191+15.6345364453306i | 32.6 | 4.3326 | 15.6345 | 3.3925
[81 empty] | 32.8 | 4.21772186793777E-06-0.0138341277268359i | 8.26329182289851E-06-0.0271035971791071i | 0.000020421520676903-0.0669825878202416i | 0.0000285198335831984-0.0935450541528907i | 0.595332374282076i | 0.595084422439394i | 0.595558297345349i | 0.595500120794978i | 0.005 | 0.01 | 0.0125 | 0.00500421772186794+0.58149824655524i | -0.005 | 0.0303657326120859-99.5996029676419i | -0.005 | 0.0150082632918229+0.567980825260287i | -0.01 | 0.0594920475665358-195.133916018237i | -0.01 | 0.0225204215206769+0.528575709525107i | -0.0125 | 0.147025919637091-482.245016409657i | -0.0125 | 0.0125285198335832+0.501955066642087i | 0.205330191948391-673.483029590724i | 0.00500421772186794+0.58149824655524i | 0.0303657326120859-99.5996029676419i | -0.0000739907142785128+0.00859784146207466i | 0.0150078933382515+0.568023814467597i | -0.796847301652584-195.141546543757i | -0.000464818686666391+0.0175926145985538i | 0.0225157733338102+0.528751635671093i | -3.2863944903892-482.321703219564i | -0.00100486249949933+0.0235977988567228i | 0.0125159590523395+0.502250039127796i | -11.1744429641106-673.971089011363i | -1341.62479880244-11.1842262691684i | -912.414704481717-0.921071755187937i | -343.782352467669+8.38265112797205i | -171.221233840209+1.43030129825846i | 0.0113009253063423-101.968305418747i | -0.851504667830945-101.933543669598i | 0.8628055931373-0.034761749148568i | -0.164867177997004-204.451723685099i | 0.227354585121195-543.360895671397i | 1.28982215994887-798.985075075287i | -0.851504667830945-101.933543669598i | -4.98838510500018-204.579522663079i | 0.54855192625262-543.396147873991i | 6.66020809428815-798.937729748391i | 0.8628055931373-0.034761749148568i | 5.68632352014048+0.0930372288315999i | 5.36512617900904+0.128289431424756i | 1.3636104923794-1648.76599985053i | 0.00361141849023753+4.36663112465879i | 32.8 | 0.21728 | 0.78272 | 1648.7666 | 4.3666 |  | 0.0191834803010191+15.7304538468357i | 32.8 | 4.3666 | 15.7305 | 3.4179
[81 empty] | 33 | 0.000004166752892102-0.0137502845439366i | 8.16343423758758E-06-0.0269393329840391i | 0.0000201747372173715-0.0665766328173259i | 0.0000281751862227852-0.0929781145351908i | 0.598962449735017i | 0.598712985990856i | 0.599189750377943i | 0.59913121909251i | 0.005 | 0.01 | 0.0125 | 0.0050041667528921+0.58521216519108i | -0.005 | 0.0299987785216547-98.9959691214606i | -0.005 | 0.0150081634342376+0.571773653006817i | -0.01 | 0.05877311710365-193.951286442046i | -0.01 | 0.0225201747372174+0.532613117560617i | -0.0125 | 0.145249187842094-479.32231987891i | -0.0125 | 0.0125281751862228+0.506153104557319i | 0.202848883336905-669.401315011784i | 0.0050041667528921+0.58521216519108i | 0.0299987785216547-98.9959691214606i | -0.0000730538875824787+0.00854328519389569i | 0.0150077981647997+0.571816369432786i | -0.786975488619686-193.958774770566i | -0.000458674667408344+0.0174760934407683i | 0.0225155879905433+0.532787878495025i | -3.24475344942576-479.397530598244i | -0.000989714011407817+0.0234196694608306i | 0.0125158037610802+0.506445850425579i | -11.0225776582693-669.879108715717i | -1322.43649618298-10.916819655648i | -900.007949029511-0.917810889824549i | -339.429114322341+8.20713010465857i | -169.104401907919+1.40277358558788i | 0.0114148588248202-101.321208610338i | -0.84020870324729-101.287186827742i | 0.85162356207211-0.0340217825953534i | -0.159550586375986-203.095347375619i | 0.224511370314902-539.241800117529i | 1.25513408618753-792.358659435975i | -0.84020870324729-101.287186827742i | -4.91371537137558-203.22061856816i | 0.549942877968129-539.275538317157i | 6.54060746890146-792.312990130536i | 0.85162356207211-0.0340217825953534i | 5.6057883470717+0.0912494099448312i | 5.28035683941836+0.124987609572793i | 1.33150972895127-1636.01701553946i | 0.00358157664941967+4.40065905152979i | 33 | 0.21756 | 0.78244 | 1636.0176 | 4.4007 |  | 0.0191834803010191+15.8263712483408i | 33 | 4.4007 | 15.8264 | 3.4432
[81 empty] | 33.2 | 4.11670226493698E-06-0.0136674515195908i | 8.06537586599899E-06-0.0267770478751167i | 0.0000199324002521694-0.0661755688372024i | 0.0000278367486486213-0.0924180055134232i | 0.602592525187957i | 0.602341549542315i | 0.602821203410535i | 0.60276231739004i | 0.005 | 0.01 | 0.0125 | 0.00500411670226494+0.588925073668366i | -0.005 | 0.0296384361356113-98.3996079702297i | -0.005 | 0.015008065375866+0.575564501667198i | -0.01 | 0.0580671401840549-192.782905411063i | -0.01 | 0.0225199324002522+0.536645634573333i | -0.0125 | 0.143504468840282-476.434836549735i | -0.0125 | 0.0125278367486486+0.510344311876617i | 0.200412282440799-665.368777703456i | 0.00500411670226494+0.588925073668366i | 0.0296384361356113-98.3996079702297i | -0.0000721349921951723+0.00848943142620571i | 0.015007704700905+0.575606948824329i | -0.777287446076375-192.790255079487i | -0.000452654757712101+0.0173611640920524i | 0.0225154058526751+0.536819246214254i | -3.20391062780391-476.508609361039i | -0.0009749230042228+0.0232444147650858i | 0.0125156502110958+0.510634867061181i | -10.8738967610492-665.836600663016i | -1303.67753681974-10.6582523617556i | -887.861715763041-0.914063787517193i | -335.159273705655+8.03661805266761i | -167.026867645822+1.37595770754281i | 0.0115202007591056-100.682445250656i | -0.829141829540054-100.649141948931i | 0.840662030299165-0.033303301725624i | -0.154426580648842-201.757546147213i | 0.221690375019886-535.189572419643i | 1.22171685188429-785.851758797896i | -0.829141829540054-100.649141948931i | -4.84078897092355-201.880356267341i | 0.551017032385106-535.221867958419i | 6.42439289289967-785.807693222806i | 0.840662030299165-0.033303301725624i | 5.52702442057386+0.089506818401848i | 5.19769776320874+0.12180235717798i | 1.30050084701444-1623.48132261541i | 0.00355239780912616+4.43463878309353i | 33.2 | 0.21784 | 0.78216 | 1623.4818 | 4.4346 |  | 0.0191834803010191+15.9222886498459i | 33.2 | 4.4346 | 15.9223 | 3.4686
[81 empty] | 33.4 | 4.06754805606114E-06-0.0135856105072442i | 7.96907374248715E-06-0.0266167062999071i | 0.0000196944035979694-0.0657793080172181i | 0.0000275043725695562-0.0918646043823179i | 0.606222600640896i | 0.605970113093775i | 0.60645265644313i | 0.606393415687569i | 0.005 | 0.01 | 0.0125 | 0.00500406754805606+0.592636990133652i | -0.005 | 0.0292845475649047-97.8103888667817i | -0.005 | 0.0150079690737425+0.579353406793868i | -0.01 | 0.0573738074740992-191.628516963491i | -0.01 | 0.022519694403598+0.540673348425912i | -0.0125 | 0.141790998158645-473.581933849877i | -0.0125 | 0.0125275043725696+0.514528811305251i | 0.198019321629355-661.384534242048i | 0.00500406754805606+0.592636990133652i | 0.0292845475649047-97.8103888667817i | -0.0000712335675122784+0.00843626642557184i | 0.0150076129059049+0.579395588125996i | -0.767778606152061-191.635731398675i | -0.000446755564979282+0.0172477931662194i | 0.0225152268479482+0.540845826357574i | -3.16384546962784-473.654305692732i | -0.000960477910919591+0.0230719624962092i | 0.0125154983986831+0.514817210836454i | -10.7283091079155-661.842670625113i | -1285.33466541114-10.4081501667427i | -875.968526468396-0.909873523747036i | -330.97068390294+7.87093318809734i | -164.987657658396+1.34983050627878i | 0.0116173712819875-100.051852412732i | -0.818297759940739-100.019246899323i | 0.82991513122272-0.0326055134090928i | -0.149486979713055-200.437929174862i | 0.2188935266333-531.202519446414i | 1.18951224256296-779.461008509281i | -0.818297759940739-100.019246899323i | -4.76955027414489-200.558342755389i | 0.551795215503661-531.233439837333i | 6.31143373060025-779.4184780603i | 0.82991513122272-0.0326055134090928i | 5.44997842565456+0.0878080671184438i | 5.1170767367843+0.118728458037446i | 1.27053616076519-1611.15330954329i | 0.00352386166058558+4.46857126317905i | 33.4 | 0.21812 | 0.78188 | 1611.1538 | 4.4686 |  | 0.0191834803010191+16.018206051351i | 33.4 | 4.4686 | 16.0182 | 3.4939
[81 empty] | 33.6 | 4.01926898583428E-06-0.0135047437924032i | 7.87448617632839E-06-0.0264582735524634i | 0.0000194606442222284-0.0653877645866871i | 0.000027177914094689-0.091317791358155i | 0.609852676093836i | 0.609598676645234i | 0.610084109475724i | 0.610024513985098i | 0.005 | 0.01 | 0.0125 | 0.00500401926898583+0.596347932301433i | -0.005 | 0.0289369596055342-97.228184274595i | -0.005 | 0.0150078744861763+0.583140403092771i | -0.01 | 0.0566928188190058-190.48787123186i | -0.01 | 0.0225194606442222+0.544696344889037i | -0.0125 | 0.14010803400843-470.762994268321i | -0.0125 | 0.0125271779140947+0.518706722626943i | 0.195668964951708-657.447722237738i | 0.00500401926898583+0.596347932301433i | 0.0289369596055342-97.228184274595i | -0.0000703491677947545+0.00838377681987443i | 0.0150075227403373+0.58318232197687i | -0.758444543049796-190.494953754721i | -0.000440973813816377+0.0171359482255664i | 0.022515050906084+0.544867704371293i | -3.12453808494685-470.834000888169i | -0.000946367640075627+0.0229022428459155i | 0.0125153483185938+0.518993000662517i | -10.5857268589422-657.896445889878i | -1267.39515184192-10.1661581503436i | -864.321176796749-0.905279956688723i | -326.861267731691+7.70990174626177i | -162.985828696386+1.32436973267709i | 0.0117067695657265-99.4292714559304i | -0.807670425610801-99.3973437958625i | 0.819377195176525-0.0319276600679234i | -0.144724006111873-199.136116778724i | 0.216122513616817-527.279006286664i | 1.15846523039958-773.183171987002i | -0.807670425610801-99.3973437958625i | -4.69994590158595-199.254196255822i | 0.552296916202662-527.308615447054i | 6.201605684759-773.142111529437i | 0.819377195176525-0.0319276600679234i | 5.37459909065058+0.0861518170295049i | 5.03842468806464+0.115760977420686i | 1.24157050747025-1599.02756650832i | 0.00349594869346343+4.50245741044289i | 33.6 | 0.21839 | 0.78161 | 1599.028 | 4.5025 |  | 0.0191834803010191+16.1141234528561i | 33.6 | 4.5025 | 16.1141 | 3.5192
[81 empty] | 33.8 | 3.97184440232304E-06-0.0134248340798519i | 7.78157270659209E-06-0.0263017157482813i | 0.000019231022131656-0.0650008548049972i | 0.0000268572335776131-0.090777449492332i | 0.613482751546774i | 0.613227240196693i | 0.613715562508319i | 0.613655612282628i | 0.005 | 0.01 | 0.0125 | 0.00500397184440232+0.600057917466922i | -0.005 | 0.0285955235727106-96.6528696757621i | -0.005 | 0.0150077815727066+0.586925524448412i | -0.01 | 0.0560238829179638-189.360724262718i | -0.01 | 0.0225192310221317+0.548714707703322i | -0.0125 | 0.138454856482155-467.977414909685i | -0.0125 | 0.0125268572335776+0.522878162790296i | 0.193360207015473-653.557499712297i | 0.00500397184440232+0.600057917466922i | 0.0285955235727106-96.6528696757621i | -0.0000694813615909989+0.00833194958634721i | 0.0150074341658986+0.586967184196344i | -0.74928096774036-189.367678092166i | -0.000435306341139237+0.0170255977468759i | 0.0225148779587203+0.548884963680791i | -3.0859692237315-468.047090904409i | -0.000932581552208472+0.0227351883653034i | 0.012515199964175+0.523162352644862i | -10.446065351219-653.997074613534i | -1249.84676572906-9.9319395216208i | -852.912724033682-0.900319973058357i | -322.829014824281+7.55335756517664i | -161.020466536735+1.29955400458378i | 0.0117887749220397-98.8145478841044i | -0.797253966515686-98.7832788663014i | 0.80904274143773-0.0312690178029643i | -0.14013026325579-197.851740022925i | 0.213378807801224-523.41745373186i | 1.12852377182371-767.015134617001i | -0.797253966515686-98.7832788663014i | -4.63192461391208-197.967545816111i | 0.552540378702984-523.445812200834i | 6.09479042829424-766.975482282929i | 0.80904274143773-0.0312690178029643i | 5.30083709209401+0.08453677538235i | 4.96167552119223+0.112895244357031i | 1.21356109129118-1587.09887625589i | 0.00346864015742926+4.53629811922764i | 33.8 | 0.21866 | 0.78134 | 1587.0993 | 4.5363 |  | 0.0191834803010191+16.2100408543612i | 33.8 | 4.5363 | 16.2101 | 3.5444
[81 empty] | 34 | 3.92525425921188E-06-0.0133458644813204i | 7.69029405886411E-06-0.026146999800138i | 0.0000190054402652657-0.0646184969019035i | 0.0000265421954670516-0.0902434645879759i | 0.617112826999715i | 0.616855803748155i | 0.61734701554091i | 0.617286710580161i | 0.005 | 0.01 | 0.0125 | 0.00500392525425921+0.603766962518395i | -0.005 | 0.0282600951418255-96.0843234822067i | -0.005 | 0.0150076902940589+0.590708803948017i | -0.01 | 0.0553667170125562-188.246837842691i | -0.01 | 0.0225190054402653+0.552728518639007i | -0.0125 | 0.136830766783635-465.224607064359i | -0.0125 | 0.0125265421954671+0.527043245992185i | 0.19109207191139-649.71304449873i | 0.00500392525425921+0.603766962518395i | 0.0282600951418255-96.0843234822067i | -0.0000686297311852808+0.0082807720400942i | 0.015007347145403+0.590750207808217i | -0.740283722887535-188.253666099388i | -0.000429750091517218+0.0169167110888858i | 0.0225147079393501+0.552897685749896i | -3.04812025104094-465.29298592873i | -0.000919109437491161+0.0225707338646659i | 0.0125150533274985+0.527325380165493i | -10.3092429589829-650.143725196458i | -1232.67775242616-9.70517452933018i | -841.736475513648-0.895027713940647i | -318.871979035095+7.40114169392233i | -159.090684911018+1.27536276724739i | 0.011863747874168-98.2075312093927i | -0.787042722746216-98.1769023147592i | 0.798906470620385-0.0306288946333747i | -0.135698714093312-196.584440331748i | 0.210663684648496-519.616335889161i | 1.0996386197219-760.953898001546i | -0.787042722746216-98.1769023147592i | -4.56543720825844-196.698030920458i | 0.552542688027662-519.643501030275i | 5.99087526081659-760.91559500049i | 0.798906470620385-0.0306288946333747i | 5.22864496478553+0.0829616940786298i | 4.8867659614064+0.110126835192369i | 1.18646733815125-1575.36220543185i | 0.00344191802591375+4.57009426038485i | 34 | 0.21892 | 0.78108 | 1575.3627 | 4.5701 |  | 0.0191834803010191+16.3059582558663i | 34 | 4.5701 | 16.306 | 3.5696
[81 empty] | 34.2 | 3.87947909461583E-06-0.0132678185035862i | 7.60061210373716E-06-0.0259940933947811i | 0.0000187838043917878-0.0642406110199145i | 0.0000262326681635927-0.0897157251194872i | 0.620742902452656i | 0.620484367299614i | 0.620978468573503i | 0.620917808877692i | 0.005 | 0.01 | 0.0125 | 0.00500387947909462+0.60747508394907i | -0.005 | 0.0279305341959119-95.5224269500193i | -0.005 | 0.0150076006121037+0.594490273904833i | -0.01 | 0.0547210465879093-187.14597933065i | -0.01 | 0.0225187838043918+0.556737857553589i | -0.0125 | 0.135235086489389-462.503995793713i | -0.0125 | 0.0125262326681636+0.531202083758205i | 0.18886361218188-645.913553662032i | 0.00500387947909462+0.60747508394907i | 0.0279305341959119-95.5224269500193i | -0.0000677938720710772+0.00823023182306173i | 0.0150072616427433+0.594531425063948i | -0.731448777993167-187.152685040614i | -0.000424302112743512+0.0168092584611546i | 0.0225145407832644+0.556905950138201i | -3.01097312331922-462.571109961821i | -0.000905941494753326+0.0224088163183967i | 0.0125149083994792+0.531482193962185i | -10.1751809610075-646.335585681524i | -1215.87681039019-9.48555944742593i | -830.785977640241-0.889434782346789i | -314.988275965552+7.2531020242035i | -157.195624480005+1.25177625582524i | 0.0119320311654592-97.6080748214177i | -0.777031226262278-97.5780681925761i | 0.788963257427735-0.0300066288418913i | -0.131422661128273-195.333869122375i | 0.207978241665146-515.874177917131i | 1.07176314906647-754.996574530623i | -0.777031226262278-97.5780681925761i | -4.50043642044746-195.445301119282i | 0.552319849037716-515.900204107377i | 5.8897527880748-754.959564972674i | 0.788963257427735-0.0300066288418913i | 5.15797701674689+0.0814253680655029i | 4.81363540937436+0.107451558313489i | 1.1602507607688-1563.81269639155i | 0.00341576496191168+4.60384668206332i | 34.2 | 0.21917 | 0.78083 | 1563.8131 | 4.6038 |  | 0.0191834803010191+16.4018756573714i | 34.2 | 4.6038 | 16.4019 | 3.5948
[81 empty] | 34.4 | 3.83450001075274E-06-0.0131906800369895i | 7.51248981698497E-06-0.0258429649704283i | 0.0000185660230112468-0.0638671191586889i | 0.0000259285238822329-0.0891941221548811i | 0.624372977905595i | 0.624112930851072i | 0.6246099216061i | 0.62454890717522i | 0.005 | 0.01 | 0.0125 | 0.00500383450001075+0.611182297868605i | -0.005 | 0.027606704679294-94.9670640967719i | -0.005 | 0.015007512489817+0.598269965880644i | -0.01 | 0.0540866050859638-186.057921495716i | -0.01 | 0.0225185660230112+0.560742802447411i | -0.0125 | 0.133667156840052-459.815019529778i | -0.0125 | 0.0125259285238822+0.535354785020339i | 0.186673907831417-642.158242940075i | 0.00500383450001075+0.611182297868605i | 0.027606704679294-94.9670640967719i | -0.000066973392448016+0.00818031689344369i | 0.0150071776228548+0.598310867465111i | -0.722772224750942-186.064507593762i | -0.00041895955161912+0.0167032108942511i | 0.022514376427495+0.560909834556354i | -2.97451036576075-459.880900415553i | -0.00089306831168338+0.0222493747746929i | 0.0125147651699862+0.535632902205023i | -10.0438034148173-642.571863173921i | -1199.43306982118-9.27280562987005i | -820.055005475856-0.883570434098906i | -311.176080600777+7.10909294355728i | -155.334451852045+1.22877545983594i | 0.0119939507085904-97.0160358616129i | -0.767214193035083-96.9866342741946i | 0.77920814374366-0.0294015874186067i | -0.127295727689103-194.099687453305i | 0.205323415141894-512.189553876794i | 1.04485319489651-749.140382256146i | -0.767214193035083-96.9866342741946i | -4.43687683269621-194.2090156745i | 0.551886859575985-512.214492682964i | 5.79132062258357-749.104612986637i | 0.77920814374366-0.0294015874186067i | 5.08878924875079+0.0799266337765619i | 4.74222580431655+0.104865439947139i | 1.13487483305789-1552.44565944786i | 0.00339016428569897+4.63755621046542i | 34.4 | 0.21942 | 0.78058 | 1552.4461 | 4.6376 |  | 0.0191834803010191+16.4977930588765i | 34.4 | 4.6376 | 16.4978 | 3.62
[37 empty] | One-Line Diagram Notch Type Filter Design Parameters | [43 empty] | 34.6 | 3.79029865443592E-06-0.0131144333443483i | 7.42589124134386E-06-0.0256935836950497i | 0.0000183520072605086-0.0634979451213599i | 0.0000256296385204716-0.0886785492808315i | 0.628003053358533i | 0.627741494402533i | 0.628241374638692i | 0.628180005472751i | 0.005 | 0.01 | 0.0125 | 0.00500379029865444+0.614888620014185i | -0.005 | 0.0272884744571423-94.4181216217123i | -0.005 | 0.0150074258912413+0.602047910707483i | -0.01 | 0.0534631336303196-184.982442360906i | -0.01 | 0.0225183520072605+0.564743429517332i | -0.0125 | 0.132126338060347-457.157129688801i | -0.0125 | 0.0125256296385205+0.539501456191919i | 0.184522065376868-638.446346203961i | 0.00500379029865444+0.614888620014185i | 0.0272884744571423-94.4181216217123i | -0.0000661679127412253+0.00813101551550069i | 0.0150070950516776+0.602088565785061i | -0.714250272598857-184.988911693948i | -0.000413719649938568+0.0165985402112026i | 0.0225142148107611+0.564909414919444i | -2.938715050691-457.221807724719i | -0.000880480846153317+0.0220923502697731i | 0.0125146236279436+0.539777610570291i | -9.91503703732223-638.851783281675i | -1183.33607249254-9.06663862941684i | -809.537552866585-0.877461753472545i | -307.433625052318+6.96897500877083i | -153.506358643188+1.20634208944505i | 0.0120498164792459-96.4312751024688i | -0.757586515566404-96.4024619378721i | 0.76963633204565-0.0288131645966289i | -0.123311840362673-192.88156568771i | 0.202699995376301-508.561084691219i | 1.01886690167332-743.382640049605i | -0.757586515566404-96.4024619378721i | -4.37471478645971-192.98884321993i | 0.551257778194469-508.584985034546i | 5.69548110384653-743.348060494468i | 0.76963633204565-0.0288131645966289i | 5.02103927814267+0.0784643676224337i | 4.67248149532444+0.102364710949304i | 1.11030487316619-1541.256565531i | 0.00336509994433819+4.67122365057199i | 34.6 | 0.21967 | 0.78033 | 1541.257 | 4.6712 |  | 0.0191834803010191+16.5937104603816i | 34.6 | 4.6712 | 16.5937 | 3.6451
[81 empty] | 34.8 | 3.74685719834906E-06-0.0130390630502548i | 7.34078144982673E-06-0.0255459194453971i | 0.0000181416708226187-0.063133014462713i | 0.0000253358915316935-0.0881689025302937i | 0.631633128811472i | 0.631370057953991i | 0.631872827671285i | 0.631811103770281i | 0.005 | 0.01 | 0.0125 | 0.00500374685719835+0.618594065761217i | -0.005 | 0.0269757151806615-93.8754888287026i | -0.005 | 0.0150073407814498+0.605824138508594i | -0.01 | 0.0528503807621123-183.919325052152i | -0.01 | 0.0225181416708226+0.568739813208572i | -0.0125 | 0.130612008706366-454.529790298155i | -0.0125 | 0.0125253358915317+0.543642201239987i | 0.182407216935901-634.777114936936i | 0.00500374685719835+0.618594065761217i | 0.0269757151806615-93.8754888287026i | -0.0000653770651419434+0.00808231624977418i | 0.0150070138961241+0.605864550089843i | -0.705879244460517-183.925680382362i | -0.000408579740666499+0.0164952190001415i | 0.0225140558734159+0.568904765398573i | -2.90357077690936-454.593294972223i | -0.000868170408593206+0.0219376857463472i | 0.0125144837614243+0.543916422311816i | -9.78881109149715-635.174589575899i | -1167.57575269544-8.86679737549427i | -799.227823070676-0.871133814905102i | -303.759196401312+6.83261463817852i | -151.710560576978+1.184458543477i | 0.0120999233578153-95.8536568314523i | -0.748143255763857-95.825416050979i | 0.76024317912167-0.0282407804735076i | -0.11946521251208-191.679183170949i | 0.200108640520155-504.987436207255i | 0.993764583117046-737.720763024858i | -0.748143255763857-95.825416050979i | -4.31390830008406-191.784461435954i | 0.550445786904161-505.010344517234i | 5.60214103671847-737.687325045923i | 0.76024317912167-0.0282407804735076i | 4.95468626669364+0.0770374845308362i | 4.60434912030955+0.0999457945073646i | 1.08650793448294-1530.24103923451i | 0.00334055648285789+4.70484978683817i | 34.8 | 0.21991 | 0.78009 | 1530.2414 | 4.7049 |  | 0.0191834803010191+16.6896278618867i | 34.8 | 4.7049 | 16.6896 | 3.6702
[81 empty] | 35 | 0.0000037041583230682-0.0129645541307387i | 7.25712651050097E-06-0.0253999427867534i | 0.0000179349298397536-0.0627722544391377i | 0.0000250471658036039-0.0876650803126139i | 0.635263204264413i | 0.634998621505451i | 0.635504280703881i | 0.63544220206781i | 0.005 | 0.01 | 0.0125 | 0.00500370415832307+0.622298650133674i | -0.005 | 0.0266683021576569-93.3390575517991i | -0.005 | 0.0150072571265105+0.609598678718698i | -0.01 | 0.0522481021864299-182.868357652505i | -0.01 | 0.0225179349298398+0.572732026264743i | -0.0125 | 0.129123565038859-451.932477636006i | -0.0125 | 0.0125250471658036+0.547777121755196i | 0.180328519351774-631.149817731212i | 0.00500370415832307+0.622298650133674i | 0.0266683021576569-93.3390575517991i | -0.0000646004931683133+0.00803420794367743i | 0.0150069341240447+0.609638849758416i | -0.697655572666128-182.87460166034i | -0.000403537244294497+0.0163932205880885i | 0.0225138995573969+0.572895958470624i | -2.86906164994517-451.994837527114i | -0.000856128645348301+0.0217853259760959i | 0.0125143455577367+0.548049438329897i | -9.66505727875047-631.539543070035i | -1152.14241922617-8.67303340672583i | -789.120219860944-0.864609831967134i | -300.151134637042+6.69988382160815i | -149.946296622013+1.16310787905351i | 0.0121445519224247-95.2830487393948i | -0.738879638152718-95.2553648596821i | 0.751024190075145-0.0276838797127732i | -0.11575032880398-190.492227921569i | 0.197549889180017-501.467317353469i | 0.969508591710101-732.152258209337i | -0.738879638152718-95.2553648596821i | -4.25441699096785-190.595556737819i | 0.549463249353777-501.489277711618i | 5.51121144657754-732.119915968811i | 0.751024190075145-0.0276838797127732i | 4.88969085223902+0.0756449365357528i | 4.53777749206533+0.0976052946844838i | 1.06345270400856-1519.39485222377i | 0.00331651901700322+4.7384353838611i | 35 | 0.22015 | 0.77985 | 1519.3952 | 4.7384 |  | 0.0191834803010191+16.7855452633918i | 35 | 4.7384 | 16.7856 | 3.6953
[81 empty] | 35.2 | 3.66218519979649E-06-0.0128908919032837i | 7.17489345266252E-06-0.0252556249533721i | 0.000017731702829627-0.062415593960287i | 0.0000247633475414811-0.0871669833460135i | 0.638893279717354i | 0.638627185056911i | 0.639135733736473i | 0.639073300365341i | 0.005 | 0.01 | 0.0125 | 0.0050036621851998+0.62600238781407i | -0.005 | 0.0263661142282318-92.8087220833765i | -0.005 | 0.0150071748934527+0.613371560103539i | -0.01 | 0.0516560605287808-181.829333061309i | -0.01 | 0.0225177317028296+0.576720139776186i | -0.0125 | 0.127660420421389-449.364679883288i | -0.0125 | 0.0125247633475415+0.551906317019328i | 0.178285153352806-627.563739801878i | 0.0050036621851998+0.62600238781407i | 0.0263661142282318-92.8087220833765i | -0.0000638378512453487+0.00798667972244653i | 0.0150068557041965+0.613411493502151i | -0.689575795044619-181.835468348413i | -0.000398589665368632+0.0162925190158205i | 0.0225137458061759+0.576883064966344i | -2.83517226318115-449.425922695016i | -0.000844347522955891+0.0216352174859289i | 0.0125142090035046+0.552176757237902i | -9.54370963665718-627.945921717201i | -1137.02673835077-8.48511015399161i | -779.209339073515-0.857911294661813i | -296.60783068605+6.57065984683142i | -148.212828165492+1.14227378276585i | 0.01218396919637-94.719321813156i | -0.729791043406422-94.6921798828358i | 0.74197501260279-0.0271419303203279i | -0.112161930676577-189.320396335133i | 0.195024171885466-497.999478388736i | 0.94606319712062-726.67472044794i | -0.729791043406422-94.6921798828358i | -4.19620200194842-189.421823976869i | 0.548321764794485-498.020532663063i | 5.42260735007488-726.643430281466i | 0.74197501260279-0.0271419303203279i | 4.82601508387465+0.0742857114149323i | 4.47271749096569+0.0953399857416225i | 1.04110940752588-1508.71391698496i | 0.00329297320745387+4.77198118702117i | 35.2 | 0.22038 | 0.77962 | 1508.7143 | 4.772 |  | 0.0191834803010191+16.8814626648969i | 35.2 | 4.772 | 16.8815 | 3.7203
[36 empty] | Nomenclature and Parameter Definitions for Harmonic Filter Design | [44 empty] | 35.4 | 3.62092147378006E-06-0.0128180620171814i | 7.09405023434462E-06-0.02511293782958i | 0.0000175319106051902-0.0620629635423734i | 0.0000244843261560368-0.0866745145923699i | 0.642523355170292i | 0.642255748608371i | 0.642767186769066i | 0.642704398662873i | 0.005 | 0.01 | 0.0125 | 0.00500362092147378+0.629705293153111i | -0.005 | 0.0260690336453896-92.2843791046792i | -0.005 | 0.0150070940502343+0.617142810778791i | -0.01 | 0.0510740251011716-180.802048858148i | -0.01 | 0.0225175319106052+0.580704223226693i | -0.0125 | 0.126222004742218-446.825896787453i | -0.0125 | 0.012524484326156+0.556029884070503i | 0.176276322745017-624.018182517358i | 0.00500362092147378+0.629705293153111i | 0.0260690336453896-92.2843791046792i | -0.0000630888043031115+0.00793972098043524i | 0.0150067786062128+0.617182509383693i | -0.681636551178527-180.808077950135i | -0.00039373458917844+0.0161930890137676i | 0.0225135945647134+0.580866154116831i | -2.80188767979999-446.886049380397i | -0.000832819313283898+0.0214873084878082i | 0.01251407408474+0.556298475426601i | -9.42470444174522-624.393019925032i | -1122.21971768585-8.30280227029126i | -769.48996057696-0.851058096035071i | -293.12772452723+6.44482504145661i | -146.509438220991+1.12194054329325i | 0.0122184293528324-94.1623502323568i | -0.720873002178359-94.1357358098658i | 0.733091431531195-0.0266144224908168i | -0.108695002684573-188.163392900239i | 0.192531821529311-494.582709236289i | 0.923394472865495-721.285828525246i | -0.720873002178359-94.1357358098658i | -4.13922593165069-188.262966154104i | 0.5470322181655-494.602897207092i | 5.33624754034428-721.255548822903i | 0.733091431531195-0.0266144224908168i | 4.7636223604973+0.0729588313749168i | 4.40912196386112+0.0931468021782024i | 1.01944972106307-1498.19428089413i | 0.0032699052354212+4.80548792309761i | 35.4 | 0.22061 | 0.77939 | 1498.1946 | 4.8055 |  | 0.0191834803010191+16.977380066402i | 35.4 | 4.8055 | 16.9774 | 3.7454
[38 empty] | Xeff: |  |  |  | Effective reactance of the harmonic filter | [38 empty] | 35.6 | 3.58035124837398E-06-0.0127460504442114i | 7.01456571110003E-06-0.0249718539315162i | 0.0000173354761974842-0.0617142952630438i | 0.0000242099941556715-0.0861875791941909i | 0.646153430623233i | 0.645884312159832i | 0.64639863980166i | 0.646335496960405i | 0.005 | 0.01 | 0.0125 | 0.00500358035124837+0.633407380179022i | -0.005 | 0.0257769459603154-91.7659276187229i | -0.005 | 0.0150070145657111+0.620912458228316i | -0.01 | 0.0505017716773525-179.786307171375i | -0.01 | 0.0225173354761975+0.584684344538616i | -0.0125 | 0.124807763858874-444.315639337591i | -0.0125 | 0.0125242099941557+0.560147917766214i | 0.174301253636417-620.512462945647i | 0.00500358035124837+0.633407380179022i | 0.0257769459603154-91.7659276187229i | -0.0000623530273921974+0.00789332137273838i | 0.0150067028005741+0.62095192483518i | -0.673834578814059-179.792232520492i | -0.000388969678598774+0.016094905978893i | 0.0225134457794115+0.584845293598405i | -2.76919341551327-444.374727760298i | -0.00082153657947727+0.0213415488119373i | 0.0125139407869122+0.560414687126363i | -9.30798011705049-620.880148087181i | -1107.71269093861-8.12589500396087i | -759.957040637964-0.844068648995384i | -289.709303388604+6.3222665292834i | -144.835430668893+1.10209302538587i | 0.0122481743795377-93.6120112700179i | -0.712121189219018-93.5859104024986i | 0.724369363598555-0.0261008675194877i | -0.10534475966229-187.020929926151i | 0.190073082874343-491.215837898419i | 0.901470190587761-715.983341492458i | -0.712121189219018-93.5859104024986i | -4.08345276855734-187.118694145453i | 0.545604826609841-491.235197376075i | 5.25205438563312-715.954032587154i | 0.724369363598555-0.0261008675194877i | 4.7024773724936+0.0716633517827878i | 4.34694562875807+0.0910228294370686i | 0.998446688179352-1487.83212058705i | 0.00324730177953959+4.83895630086022i | 35.6 | 0.22083 | 0.77917 | 1487.8325 | 4.839 |  | 0.0191834803010191+17.0732974679071i | 35.6 | 4.839 | 17.0733 | 3.7704
[38 empty] | Qeff: |  |  |  | Effective reactive power output of the harmonic filter (considering fundamental current only) | [38 empty] | 35.8 | 3.54045906972977E-06-0.0126748434696326i | 6.93640960600119E-06-0.0248323463894843i | 0.0000171423247814976-0.0613695227177617i | 0.0000239402470429346-0.0857060844137059i | 0.649783506076172i | 0.649512875711291i | 0.650030092834254i | 0.649966595257932i | 0.005 | 0.01 | 0.0125 | 0.00500354045906973+0.637108662606539i | -0.005 | 0.0254897399121328-91.2532688854355i | -0.005 | 0.015006936409606+0.624680529321807i | -0.01 | 0.0499390822768316-178.781914551058i | -0.01 | 0.0225171423247815+0.588660570116492i | -0.0125 | 0.123417159064356-441.833429450398i | -0.0125 | 0.0125239402470429+0.564260510844226i | 0.172359193691564-617.0459134158i | 0.00500354045906973+0.637108662606539i | 0.0254897399121328-91.2532688854355i | -0.0000616302053156836+0.00784747080712961i | 0.0150066282585794+0.624719766675843i | -0.666166710418868-178.787738538745i | -0.000384292671076442+0.0159979459525066i | 0.0225132993980707+0.588820549576017i | -2.73707542203389-441.891478968968i | -0.000810492162661929+0.0211978898431275i | 0.0125138090950096+0.564525484467265i | -9.19347714416906-617.406632130914i | -1093.49730345341-7.95418361208653i | -750.605704660666-0.836959994142111i | -286.351100021744+6.20287600019967i | -143.190129527895+1.08271664513584i | 0.0122734347058531-93.068185196912i | -0.703531417763397-93.0425844001368i | 0.715804852469245-0.0256007967753192i | -0.102106634650266-185.892727281496i | 0.187648121210856-487.897728947212i | 0.880259721376626-710.765095186617i | -0.703531417763397-93.0425844001368i | -4.02884782857024-185.988726438214i | 0.544049182690753-487.916295882493i | 5.16995364040432-710.736719249343i | 0.715804852469245-0.0256007967753192i | 4.64254604638922+0.0703983599434178i | 4.2861449849093+0.0889652952243053i | 0.978074642643069-1477.62373661224i | 0.00322514999397101+4.87238701163781i | 35.8 | 0.22105 | 0.77895 | 1477.6241 | 4.8724 |  | 0.0191834803010191+17.1692148694122i | 35.8 | 4.8724 | 17.1692 | 3.7953
[38 empty] | QRATED PER PHASE: |  |  |  | kvar rating of main capacitor group at their rated voltage (not the application voltage) | [38 empty] | 36 | 3.50122991207668E-06-0.0126044276834761i | 6.85955248080329E-06-0.0246943889308919i | 0.000016952383604902-0.061028580977647i | 0.0000236749832149947-0.0852299395739811i | 0.653413581529111i | 0.653141439262753i | 0.653661545866848i | 0.653597693555464i | 0.005 | 0.01 | 0.0125 | 0.00500350122991208+0.640809153845635i | -0.005 | 0.025207307321936-90.7463063589701i | -0.005 | 0.0150068595524808+0.628447050331861i | -0.01 | 0.0493857449572625-177.788681846145i | -0.01 | 0.0225169523836049+0.592632964889201i | -0.0125 | 0.122049666574069-439.378799666646i | -0.0125 | 0.012523674983215+0.568367753981483i | 0.170449411414996-613.617881093988i | 0.00500350122991208+0.640809153845635i | 0.025207307321936-90.7463063589701i | -0.0000609200322767186+0.00780215943629912i | 0.0150065549523194+0.628486061129042i | -0.658629869880692-177.794406785488i | -0.000379701375754011+0.0159021855989694i | 0.0225131553698474+0.592791986745191i | -2.70552007125513-439.435834793072i | -0.00079967916935963+0.0210562844601668i | 0.012513678993598+0.568630957537235i | -9.08113797955655-613.971813080037i | -1079.56549851563-7.78747281120673i | -741.431240278825-0.829747899353416i | -283.051691049978+6.08654949277401i | -141.572878256186+1.06379734646416i | 0.0122944297946441-92.5307551894909i | -0.695099634174311-92.5056414287593i | 0.70739406396896-0.0251137607315493i | -0.0989762675348843-184.778512143486i | 0.185257030242656-484.627282087155i | 0.859733943605011-705.628998930341i | -0.695099634174311-92.5056414287593i | -3.9753776958544-184.872788878139i | 0.542374294571124-484.645090674631i | 5.0898742680306-705.601519871871i | 0.70739406396896-0.0251137607315493i | 4.58379549228847+0.0691629739212743i | 4.22667822796006+0.0869715613981664i | 0.958309136107427-1467.56554835047i | 0.00320343748764979+4.90578072986481i | 36 | 0.22127 | 0.77873 | 1467.5659 | 4.9058 |  | 0.0191834803010191+17.2651322709173i | 36 | 4.9058 | 17.2651 | 3.8203
[38 empty] | VLLSYS: |  |  |  | Nominal system line-to-line voltage | [38 empty] | 36.2 | 3.46264916357059E-06-0.0125347899721256i | 6.78396570821995E-06-0.0245579558637562i | 0.0000167655819195332-0.0606914065487101i | 0.0000234141038679537-0.0847590560019922i | 0.65704365698205i | 0.656770002814209i | 0.657292998899438i | 0.657228791852993i | 0.005 | 0.01 | 0.0125 | 0.00500346264916357+0.644508867009924i | -0.005 | 0.024929542990908-90.2449456270875i | -0.005 | 0.0150067839657082+0.632212046950453i | -0.01 | 0.0488415536148403-176.806424085722i | -0.01 | 0.0225167655819195+0.596601592350728i | -0.0125 | 0.120704777032509-436.951292857683i | -0.0125 | 0.012523414103868+0.572469735851001i | 0.168571195462332-610.227727573639i | 0.00500346264916357+0.644508867009924i | 0.024929542990908-90.2449456270875i | -0.0000602222115410092+0.00775737765037904i | 0.0150064828546505+0.632250833838705i | -0.651221069340189-176.812052223808i | -0.000375193670723676+0.0158076021852473i | 0.0225130136452123+0.59675966837258i | -2.67451414010208-437.007337376986i | -0.000789090959570236+0.020916686978026i | 0.0125135504668734+0.572731194438226i | -8.97090697483726-610.575046632643i | -1065.90950436713-7.62557626263859i | -732.429090780867-0.822446951797822i | -279.809695386805+5.97318718874989i | -139.983039080873+1.04532157875679i | 0.0123113687010484-91.999607241208i | -0.686821912828611-91.974967913158i | 0.69913328152966-0.0246393280499655i | -0.0959494943541019-183.678018757179i | 0.182899839270554-481.403430785565i | 0.839865156803869-700.573032401314i | -0.686821912828611-91.974967913158i | -3.92301016676506-183.770614426635i | 0.540588623382892-481.420513560545i | 5.01174827427682-700.546415779831i | 0.69913328152966-0.0246393280499655i | 4.52619395394062+0.0679563414054771i | 4.16850516982829+0.0850391163855096i | 0.939126870421369-1457.65408918527i | 0.00318215230460001+4.93913811360689i | 36.2 | 0.22148 | 0.77852 | 1457.6544 | 4.9391 |  | 0.0191834803010191+17.3610496724224i | 36.2 | 4.9391 | 17.3611 | 3.8452
[38 empty] | XC: |  |  |  | Capacitive reactance of the harmonic filter capacitor at fundamental frequency | [38 empty] | 36.4 | 3.42470261268574E-06-0.0124659175101761i | 6.70962144526187E-06-0.0244230220607532i | 0.0000165818509155039-0.0603579373324344i | 0.0000231575129048273-0.0842933469735716i | 0.660673732434989i | 0.660398566365671i | 0.660924451932033i | 0.660859890150524i | 0.005 | 0.01 | 0.0125 | 0.00500342470261269+0.648207814924813i | -0.005 | 0.0246563446023467-89.7490943525421i | -0.005 | 0.0150067096214453+0.635975544304918i | -0.01 | 0.0483063077923529-175.834960364164i | -0.01 | 0.0225165818509155+0.600566514599599i | -0.0125 | 0.119381995038913-434.550461941646i | -0.0125 | 0.0125231575129048+0.576566543176952i | 0.166723853977773-606.874828479094i | 0.00500342470261269+0.648207814924813i | 0.0246563446023467-89.7490943525421i | -0.0000595364551134716+0.00771311606974332i | 0.0150064119391697+0.636014109885267i | -0.643937406151795-175.840493884339i | -0.000370767500404358+0.0157141735612724i | 0.0225128741759115+0.600723656335212i | -2.64404479602195-434.605538937871i | -0.000778721135480926+0.0207790530927475i | 0.0125134234987113+0.576826281340611i | -8.86273030090291-607.215702753054i | -1052.5218218906-7.46831608996249i | -723.594848849449-0.815070642994147i | -276.623772721048+5.86269321870803i | -138.41999235438+1.02727627558573i | 0.0123244506001981-91.4746300771067i | -0.678694451233139-91.4504529923909i | 0.69101890183334-0.0241770847156115i | -0.0930223372258631-182.590988204311i | 0.180576519737109-478.225140967194i | 0.820627001130332-695.595242661347i | -0.678694451233139-91.4504529923909i | -3.87171419667652-182.681942927643i | 0.538700118006796-478.241528896664i | 4.935510550822-695.569455595651i | 0.69101890183334-0.0241770847156115i | 4.46971076128401+0.0667776386170218i | 4.11158716301439+0.0831655680871042i | 0.920505634241776-1447.88600190996i | 0.00316128290526096+4.97245980506663i | 36.4 | 0.22169 | 0.77831 | 1447.8863 | 4.9725 |  | 0.0191834803010191+17.4569670739274i | 36.4 | 4.9725 | 17.457 | 3.8701
[38 empty] | XL: |  |  |  | Inductive reactance of the harmonic filter reactor at fundamental frequency | [38 empty] | 36.6 | 0.0000033873764351255-0.0123977977525594i | 6.63649260759284E-06-0.0242895629437898i | 0.000016401123657827-0.060028112587647i | 0.0000229051168470391-0.0838327276601633i | 0.66430380788793i | 0.66402712991713i | 0.664555904964627i | 0.664490988448054i | 0.005 | 0.01 | 0.0125 | 0.00500338737643513+0.651906010135371i | -0.005 | 0.0243876126274288-89.2586622163899i | -0.005 | 0.0150066364926076+0.63973756697334i | -0.01 | 0.0477798124945545-174.87411373007i | -0.01 | 0.0225164011236578+0.60452779237698i | -0.0125 | 0.118080838690969-432.175869608947i | -0.0125 | 0.012522905116847+0.580658260787891i | 0.164906713956899-603.558573082253i | 0.00500338737643513+0.651906010135371i | 0.0243876126274288-89.2586622163899i | -0.0000588624834283733+0.00766936553807083i | 0.0150063421801905+0.63977591380103i | -0.636776059966687-174.879554754111i | -0.000366420873035835+0.0156218781410792i | 0.0225127369149274+0.604684011158391i | -2.61409958308376-432.230001490064i | -0.000768563530764759+0.0206433398288743i | 0.0125132980727124+0.580916302535752i | -8.75655587559356-603.893165277391i | -1039.39521292321-7.31552242640563i | -714.924250598145-0.807631447469907i | -273.492622065587+5.75497547821016i | -136.883135936577+1.00964883445684i | 0.0123338652857632-90.9557150715283i | -0.670713565359289-90.9319884383092i | 0.68304743064505-0.0237266332187666i | -0.0901909948588285-181.517168181246i | 0.178286991189056-475.091409769428i | 0.801994382023839-690.693741335626i | -0.670713565359289-90.9319884383092i | -3.82145984953936-181.606520883722i | 0.536716247451256-475.107132337408i | 4.86109872813618-690.668752423519i | 0.68304743064505-0.0237266332187666i | 4.41431628532558+0.0656260692568007i | 4.05588702906331+0.0813486372366965i | 0.90242424363983-1438.25803435783i | 0.00314081814876+5.00574643106981i | 36.6 | 0.2219 | 0.7781 | 1438.2583 | 5.0057 |  | 0.0191834803010191+17.5528844754325i | 36.6 | 5.0057 | 17.5529 | 3.895
[38 empty] | hn: |  |  |  | harmonic number of filter tuning point | [38 empty] | 36.8 | 0.0000033506571812298-0.0123304184269257i | 6.56455284485839E-06-0.0241575544690789i | 0.0000162233350254444-0.0597018728936353i | 0.0000226568247492683-0.0833771150773071i | 0.667933883340868i | 0.667655693468591i | 0.668187357997219i | 0.668122086745584i | 0.005 | 0.01 | 0.0125 | 0.00500335065718123+0.655603464913942i | -0.005 | 0.0241232502345484-88.7735608631383i | -0.005 | 0.0150065645528449+0.643498138999512i | -0.01 | 0.0472618780105438-173.923711078801i | -0.01 | 0.0225162233350254+0.608485485103584i | -0.0125 | 0.11680083914585-429.827088056727i | -0.0125 | 0.0125226568247493+0.584744971668277i | 0.163119120633614-600.278363931697i | 0.00500335065718123+0.655603464913942i | 0.0241232502345484-88.7735608631383i | -0.0000582000250523211+0.0076261171156603i | 0.0150062735527196+0.64353626958509i | -0.629734289932178-173.929061668999i | -0.000362151858283749+0.0155306948846734i | 0.0225126018164426+0.608640792052431i | -2.58466640865624-429.880296578505i | -0.000758612200433176+0.0205095054892792i | 0.0125131741722439+0.585001340486893i | -8.65233329476513-600.606831532225i | -1026.52268916224-7.16703299003149i | -706.413169888987-0.800140895544233i | -270.414980366514+5.64994545378626i | -135.371884601449+0.992427097527477i | 0.0123397936410916-90.4427561687986i | -0.662875685184234-90.4194685770177i | 0.675215478825325-0.0232875917812939i | -0.0874518336079651-180.456312785626i | 0.176031126710126-472.001264354875i | 0.783943399675822-685.866701933233i | -0.662875685184234-90.4194685770177i | -3.77221825000738-180.5441012409i | 0.53464403101923-472.016349642563i | 4.78845303707428-685.842481174764i | 0.675215478825325-0.0232875917812939i | 4.35998189522473+0.0645008634933049i | 4.00136899091566+0.0795861511810907i | 0.884862486419075-1428.76703524253i | 0.00312074727607949+5.03899860353394i | 36.8 | 0.2221 | 0.7779 | 1428.7673 | 5.039 |  | 0.0191834803010191+17.6488018769376i | 36.8 | 5.039 | 17.6488 | 3.9198
[38 empty] | hf: |  |  |  | harmonic frequency of filter tuning point in Hertz | [38 empty] | 37 | 0.0000033145317638577-0.0122637675262735i | 6.49377651694571E-06-0.0240269731126991i | 0.0000160484216525559-0.059379160114457i | 0.0000224125481175141-0.082926428034802i | 0.671563958793809i | 0.671284257020049i | 0.671818811029816i | 0.671753185043115i | 0.005 | 0.01 | 0.0125 | 0.00500331453176386+0.659300191267536i | -0.005 | 0.0238631632020771-88.2937038476853i | -0.005 | 0.0150064937765169+0.64725728390735i | -0.01 | 0.046752319742845-172.983583048526i | -0.01 | 0.0225160484216526+0.612439650915359i | -0.0125 | 0.115541540197812-427.503698731905i | -0.0125 | 0.0125224125481175+0.588826757008313i | 0.161360436890236-597.033616493874i | 0.00500331453176386+0.659300191267536i | 0.0238631632020771-88.2937038476853i | -0.0000575488163994801+0.00758336207298596i | 0.0150062060324349+0.647295200717715i | -0.622809432002348-172.988845209685i | -0.000357958584950062+0.0154406032806071i | 0.0225124688358031+0.612594056948165i | -2.55573353063826-427.556005020789i | -0.000748861411209812+0.0203775096072701i | 0.0125130517804774+0.589081475878404i | -8.55001376656181-597.356111965849i | -1013.89750162833-7.02269268481316i | -698.057612915592-0.792609640687461i | -267.389621169958+5.54751805816826i | -133.885669467213+0.975599333242817i | 0.0123424080845742-89.9356498067857i | -0.655177350429147-89.912790213161i | 0.667519758513725-0.0228595936246272i | -0.0848013790401481-179.408182311334i | 0.173808757870301-468.953760778203i | 0.766451282969398-681.112357300883i | -0.655177350429147-89.912790213161i | -3.72396153798279-179.494443181948i | 0.53249006641742-468.968235539265i | 4.71751617860222-681.088876026088i | 0.667519758513725-0.0228595936246272i | 4.30667991745634+0.0634012769885572i | 3.94799860890923+0.0778760380515713i | 0.867801069884125-1419.40995019721i | 0.00310105989406262+5.07221691991891i | 37 | 0.2223 | 0.7777 | 1419.4102 | 5.0722 |  | 0.0191834803010191+17.7447192784427i | 37 | 5.0722 | 17.7447 | 3.9447
[38 empty] | f: |  |  |  | frequency | [38 empty] | 37.2 | 3.27898744672478E-06-0.0121978333018162i | 6.42413867113426E-06-0.0238977958566195i | 0.0000158763218721521-0.059059917364406i | 0.0000221722008302341-0.0824805870884712i | 0.675194034246747i | 0.674912820571509i | 0.67545026406241i | 0.675384283340647i | 0.005 | 0.01 | 0.0125 | 0.00500327898744672+0.662996200944931i | -0.005 | 0.0236072598343984-87.8190065839621i | -0.005 | 0.0150064241386711+0.651015024714889i | -0.01 | 0.0462509580429029-172.053563919599i | -0.01 | 0.0225158763218722+0.616390346698004i | -0.0125 | 0.114302497871653-425.205292082551i | -0.0125 | 0.0125221722008302+0.592903696252176i | 0.15963004268974-593.823758805837i | 0.00500327898744672+0.662996200944931i | 0.0236072598343984-87.8190065839621i | -0.00005690860145846+0.00754109188448487i | 0.0150061395956638+0.651052730174311i | -0.615998896354796-172.058739600961i | -0.000353839238783457+0.015351583329222i | 0.0225123379294844+0.616543862531296i | -2.52728954521399-425.256716657609i | -0.000739305632395014+0.0202473129008509i | 0.0125129308804253+0.593156787663437i | -8.4495500487229-594.140429791638i | -1001.51313065392-6.88235322581227i | -689.853713037714-0.785047521906028i | -264.415353343706+5.44761147421951i | -132.423937448825+0.959154218840369i | 0.0123418729907904-89.4342948431876i | -0.647615206483616-89.411852556911i | 0.659957079474405-0.0224422862768957i | -0.082236307977516-178.372543051374i | 0.171619679235441-465.94798290442i | 0.749496327571945-676.428997202067i | -0.647615206483616-89.411852556911i | -3.67666282544321-178.457311927613i | 0.530260555972967-465.961872635758i | 4.64823320111241-676.406228002946i | 0.659957079474405-0.0224422862768957i | 4.25438359694008+0.0623265899612554i | 3.89574272020258+0.076216321298828i | 0.85122157182066-1410.18381800105i | 0.00308174596021414+5.10540196366133i | 37.2 | 0.2225 | 0.7775 | 1410.1841 | 5.1054 |  | 0.0191834803010191+17.8406366799478i | 37.2 | 5.1054 | 17.8406 | 3.9695
[38 empty] | HL: |  |  |  | Tuning Reactor Henry rating (millihenries) | [38 empty] | 37.4 | 3.24401183317594E-06-0.012132604256078i | 6.35561502009982E-06-0.0237700001751733i | 0.0000157069756616528-0.0587440889745818i | 0.0000219356990624278-0.08203951449348i | 0.678824109699688i | 0.67854138412297i | 0.679081717095001i | 0.679015381638177i | 0.005 | 0.01 | 0.0125 | 0.00500324401183318+0.66669150544361i | -0.005 | 0.0233554508810766-87.3493862952264i | -0.005 | 0.0150063556150201+0.654771383947797i | -0.01 | 0.0457576180527216-171.133491517179i | -0.01 | 0.0225157069756617+0.620337628120419i | -0.0125 | 0.113083280031335-422.931467317193i | -0.0125 | 0.0125219356990624+0.596975867144697i | 0.157927334529185-590.648231139151i | 0.00500324401183318+0.66669150544361i | 0.0233554508810766-87.3493862952264i | -0.0000562791315303043+0.0074992982225646i | 0.0150060742193624+0.65480888043891i | -0.609300164908686-171.138582614271i | -0.000349792060384815+0.0152636155265353i | 0.0225122090550579+0.620490264275684i | -2.49932337510917-422.98203011116i | -0.000729939527192274+0.0201188772290226i | 0.0125128114549725+0.59722735311006i | -8.35089638875984-590.959220643067i | -989.363276366709-6.74587278682158i | -681.797725853526-0.777463621524595i | -261.491019851147+5.35014700703608i | -130.986150731841+0.943080823677402i | 0.0123383450888589-88.9385924844482i | -0.640186000507661-88.9165571535311i | 0.65252434559653-0.0220353309167934i | -0.0797534409883417-177.349167108321i | 0.169463652474827-462.983041375798i | 0.733057837888604-671.814966014519i | -0.640186000507661-88.9165571535311i | -3.63029615541563-177.432478545524i | 0.52796133108382-462.996370384079i | 4.58055138482625-671.792882680938i | 0.65252434559653-0.0220353309167934i | 4.20306706002379+0.0612761062856068i | 3.84456938141479+0.0746051145662123i | 0.835106394463948-1401.08576698309i | 0.00306279576824598+5.13855430459254i | 37.4 | 0.22269 | 0.77731 | 1401.086 | 5.1386 |  | 0.0191834803010191+17.9365540814529i | 37.4 | 5.1386 | 17.9366 | 3.9943
[38 empty] | IRATED FUNDAMENTAL : |  |  |  | Fundamental current rating of filter bank | [38 empty] | 37.6 | 3.20959285537508E-06-0.0120680691362103i | 6.28818192073486E-06-0.0236435640219631i | 0.0000155403245905662-0.0584316204605287i | 0.0000217029612125363-0.0816031341591366i | 0.682454185152626i | 0.682169947674426i | 0.682713170127596i | 0.682646479935707i | 0.005 | 0.01 | 0.0125 | 0.00500320959285537+0.670386116016416i | -0.005 | 0.0231076494590276-86.8847619659437i | -0.005 | 0.0150062881819207+0.658526383652463i | -0.01 | 0.0452721295523806-170.223207116951i | -0.01 | 0.0225155403245906+0.624281549667067i | -0.0125 | 0.11188346600315-420.681832171842i | -0.0125 | 0.0125217029612125+0.60104334577657i | 0.156251724913425-587.506485674479i | 0.00500320959285537+0.670386116016416i | 0.0231076494590276-86.8847619659437i | -0.0000556601649770847+0.00745797295182381i | 0.0150060098810958+0.658563673517222i | -0.602710788939696-170.228215473361i | -0.000345815343203003+0.0151766808487372i | 0.0225120821711586+0.624433316475554i | -2.47182425832445-420.731552551311i | -0.000720757944469995+0.019992165550022i | 0.0125126934869066+0.601293247845945i | -8.25400846685564-587.811932239886i | -977.441849639906-6.6131156689495i | -673.886024497251-0.769866318740899i | -258.615496575016+5.25504894374122i | -129.571786266737+0.927368593337157i | 0.0123319738393446-88.4484462171885i | -0.632886577702046-88.4268078154362i | 0.645218551541395-0.0216384017520203i | -0.0773497352975296-176.337832211998i | 0.167340410102896-460.058072624947i | 0.717116072606844-667.268660539205i | -0.632886577702046-88.4268078154362i | -3.5848364629785-176.419719766374i | 0.525597875042061-460.070864089201i | 4.51442013281604-667.247237998528i | 0.645218551541395-0.0216384017520203i | 4.15270527922235+0.0602491526248212i | 3.79444781428319+0.0730406168776075i | 0.819438721251555-1392.11301159334i | 0.00304419993432829+5.1716744993419i | 37.6 | 0.22288 | 0.77712 | 1392.1133 | 5.1717 |  | 0.0191834803010191+18.032471482958i | 37.6 | 5.1717 | 18.0325 | 4.019
[37 empty] | VCAP FUNDAMENTAL VOLTAGE: |  |  |  |  | Fundamental voltage drop across capacitor | [38 empty] | 37.8 | 3.17571876389413E-06-0.0120042169275198i | 6.22181635375177E-06-0.0235184658171817i | 0.0000153763117700793-0.0581224584908996i | 0.0000214739078320462-0.0811713716051343i | 0.686084260605565i | 0.68579851122589i | 0.686344623160188i | 0.686277578233236i | 0.005 | 0.01 | 0.0125 | 0.00500317571876389+0.674080043678045i | -0.005 | 0.0228637709775641-86.4250542951923i | -0.005 | 0.0150062218163538+0.662280045408708i | -0.01 | 0.0447943268131869-169.322555353847i | -0.01 | 0.0225153763117701+0.628222164669288i | -0.0125 | 0.110702646212798-418.456002684376i | -0.0125 | 0.012521473907832+0.605106206628102i | 0.154602641848292-584.397986186542i | 0.00500317571876389+0.674080043678045i | 0.0228637709775641-86.4250542951923i | -0.0000550514669805934+0.00741710812347546i | 0.0150059465590189+0.662317130949325i | -0.596228386787359-169.327482762931i | -0.000341907431616438+0.0150907607372725i | 0.0225119572374539+0.628373072276661i | -2.44478173732361-418.50489946918i | -0.000711755910933619+0.0198671418813967i | 0.0125125769589453+0.605354545901619i | -8.15884334134153-584.698024065097i | -965.742963482842-6.48395198874963i | -666.115095150121-0.762263339273173i | -255.787691188656+5.16224442051818i | -128.180335282718+0.912007334472933i | 0.0123229017909815-87.9637617420471i | -0.625713877738715-87.942510556617i | 0.63803677952969-0.0212511854302263i | -0.0750222780905809-175.33832154406i | 0.165249658886622-457.172237931602i | 0.701652193584216-662.788527914664i | -0.625713877738715-87.942510556617i | -3.54025953817552-175.418817807088i | 0.523175344342272-457.184513962123i | 4.44979086821967-662.767742174793i | 0.63803677952969-0.0212511854302263i | 4.10327403961465+0.0592450775979135i | 3.74534835415901+0.0715211081184557i | 0.804202476171239-1383.26284913237i | 0.00302594938400564+5.20476309172509i | 37.8 | 0.22306 | 0.77694 | 1383.2631 | 5.2048 |  | 0.0191834803010191+18.1283888844631i | 37.8 | 5.2048 | 18.1284 | 4.0438
[38 empty] | VCAP HARMONIC VOLTAGE: |  |  |  | Harmonic voltage drop across capacitor | [38 empty] | 38 | 3.14237811768459E-06-0.0119410368472015i | 6.15649590403512E-06-0.0233946844353335i | 0.0000152148818045034-0.0578165508571132i | 0.0000212484615576767-0.0807441539191716i | 0.689714336058506i | 0.689427074777346i | 0.689976076192784i | 0.689908676530766i | 0.005 | 0.01 | 0.0125 | 0.00500314237811769+0.677773299211304i | -0.005 | 0.0226237330661956-85.9701856515438i | -0.005 | 0.015006156495904+0.666032390342012i | -0.01 | 0.04432404845622-168.431384133636i | -0.01 | 0.0225152148818045+0.632159525335671i | -0.0125 | 0.109540421835814-416.253602976096i | -0.0125 | 0.0125212484615577+0.609164522611594i | 0.15297952835237-581.322207739007i | 0.00500314237811769+0.677773299211304i | 0.0226237330661956-85.9701856515438i | -0.0000544528093106799+0.00737669596996533i | 0.0150058842318574+0.666069273821862i | -0.589850641650872-168.436232340162i | -0.000338066719096373+0.0150058370844828i | 0.0225118342146135+0.632309583706516i | -2.41818564865593-416.301694457907i | -0.000702928623684549+0.0197437712618213i | 0.0125124618537616+0.609411319752367i | -8.06535939661869-581.616967052283i | -954.260924847291-6.35825738459013i | -658.481532753592-0.754661801406354i | -253.006542072583+5.07166329646142i | -126.811302820208+0.896987200351595i | 0.0123112649183864-87.4844469098344i | -0.618664931343478-87.4635735293539i | 0.630976196261875-0.0208733804805491i | -0.0727682801867942-174.350423569174i | 0.163191082948039-454.324722520924i | 0.686648217849035-658.37306363074i | -0.618664931343478-87.4635735293539i | -3.49654199073503-174.429560200632i | 0.520698588586934-454.336504214734i | 4.38661693724455-658.352891726419i | 0.630976196261875-0.0208733804805491i | 4.05474990681009+0.0582632509786777i | 3.69724240117124+0.0700449447897973i | 0.789382285528666-1374.53265663067i | 0.00300803533974071+5.23782061311862i | 38 | 0.22325 | 0.77675 | 1374.5329 | 5.2378 |  | 0.0191834803010191+18.2243062859682i | 38 | 5.2378 | 18.2243 | 4.0685
[38 empty] | VCAP RMS VOLTAGE: |  |  |  | Capacitor RMS voltage (fundamental voltage + harmonic voltages) | [38 empty] | 38.2 | 3.10955977441572E-06-0.0118785183382681i | 6.09219874171243E-06-0.0232721991933415i | 0.0000150559807444925-0.0575138464439613i | 0.0000210265470460491-0.0803214097159077i | 0.693344411511442i | 0.693055638328808i | 0.693607529225377i | 0.6935397748283i | 0.005 | 0.01 | 0.0125 | 0.00500310955977442+0.681465893173174i | -0.005 | 0.0223874555050672-85.5200800293572i | -0.005 | 0.0150060921987417+0.669783439135467i | -0.01 | 0.0438611373160501-167.549544547312i | -0.01 | 0.0225150559807445+0.636093682781416i | -0.0125 | 0.10839640446076-414.074265040102i | -0.0125 | 0.0125210265470461+0.613218365112392i | 0.151381841986645-578.278636388984i | 0.00500310955977442+0.681465893173174i | 0.0223874555050672-85.5200800293572i | -0.0000538639701027881+0.00733672889977741i | 0.0150058228788912+0.669820122779966i | -0.583575299469378-167.554315249038i | -0.000334291646447747+0.0149218922197816i | 0.02251171306428+0.636242901703614i | -2.39202611299238-414.121569000295i | -0.00069427144314422+0.0196220197145695i | 0.0125123481540068+0.613463640358824i | -7.97351629339795-578.568243282928i | -942.990226826318-6.23591274006263i | -650.982036914273-0.747068258711474i | -250.271017274279+4.98323803384875i | -125.46420728118+0.882298677060183i | 0.0122971929418687-87.0104116599034i | -0.611736857023616-86.9899069631193i | 0.624034049965495-0.0205046967839428i | -0.070585070058988-173.373931872515i | 0.161164346588241-451.514734701121i | 0.672086972502192-654.020809636285i | -0.611736857023616-86.9899069631193i | -3.45366121649344-173.451739632226i | 0.51817216908757-451.526042194212i | 4.32485351759196-654.001229578412i | 0.624034049965495-0.0205046967839428i | 4.00711019639994+0.0573030629256022i | 3.65010237390056+0.0686105560168895i | 0.774963441973314-1365.91988786982i | 0.00299044930905125+5.27084758282098i | 38.2 | 0.22343 | 0.77657 | 1365.9201 | 5.2708 |  | 0.0191834803010191+18.3202236874733i | 38.2 | 5.2708 | 18.3202 | 4.0932
[38 empty] | VPEAK CAP VOLTAGE: |  |  |  | Capacitor voltage assuming or harmonics are coincident | [38 empty] | 38.4 | 3.07725288116393E-06-0.0118166510636695i | 6.02890360391302E-06-0.023150989839026i | 0.0000148995560419621-0.0572142952011345i | 0.0000208080909107275-0.0799030690971938i | 0.696974486964386i | 0.696684201880267i | 0.69723898225797i | 0.697170873125827i | 0.005 | 0.01 | 0.0125 | 0.00500307725288116+0.685157835900717i | -0.005 | 0.0221548601579277-85.0746630064424i | -0.005 | 0.0150060289036039+0.673533212041241i | -0.01 | 0.0434054403094095-166.676890788132i | -0.01 | 0.022514899556042+0.640024687056835i | -0.0125 | 0.10727021576466-411.917628536295i | -0.0125 | 0.0125208080909107+0.617267804028633i | 0.149809054401225-575.266768900706i | 0.00500307725288116+0.685157835900717i | 0.0221548601579277-85.0746630064424i | -0.0000532847336442702+0.00729719949241837i | 0.0150057624799357+0.673569698038703i | -0.577400166883044-166.681585637324i | -0.00033058070012397+0.0148389088963429i | 0.0225115937490408+0.640173076145798i | -2.36629352555699-411.9641622631i | -0.000685779886322585+0.0195018542125544i | 0.0125122358423317+0.61751157720629i | -7.88327492113836-575.551345693287i | -931.925541223902-6.11680392331475i | -643.613407990644-0.739488739694216i | -247.580113509225+4.89690358446766i | -124.138579996544+0.867932570340896i | 0.0122808096303735-86.541567960649i | -0.604926857933027-86.5214231055786i | 0.617207667563405-0.0201448550706338i | -0.0684700881786983-172.408645003289i | 0.159169096857155-448.741505038427i | 0.657952052323646-649.730352535548i | -0.604926857933027-86.5214231055786i | -3.41159536542947-172.4851537816i | 0.515600376255624-448.75235755498i | 4.26445753195683-649.711343263327i | 0.617207667563405-0.0201448550706338i | 3.96033294481419+0.0563639232416188i | 3.60390166541573+0.0672164397952566i | 0.760931870632476-1357.42207053791i | 0.00297318307320736+5.30384450840105i | 38.4 | 0.2236 | 0.7764 | 1357.4223 | 5.3038 |  | 0.0191834803010191+18.4161410889784i | 38.4 | 5.3038 | 18.4162 | 4.1179
[41 empty] | VCAP MAIN RMS VOLTAGE: | Capacitor RMS voltage including harmonics | [38 empty] | 38.6 | 3.04544686543913E-06-0.0117554249005951i | 5.96658977718686E-06-0.0230310365399413i | 0.0000147455565066415-0.0569178481156362i | 0.0000205930216615409-0.0794890636135477i | 0.700604562417322i | 0.700312765431726i | 0.700870435290565i | 0.700801971423356i | 0.005 | 0.01 | 0.0125 | 0.00500304544686544+0.688849137516727i | -0.005 | 0.0219258709075229-84.6338617030387i | -0.005 | 0.0150059665897772+0.677281728891785i | -0.01 | 0.0429568083086162-165.813280071259i | -0.01 | 0.0225147455565066+0.643952587174929i | -0.0125 | 0.1061614872002-409.783340592772i | -0.0125 | 0.0125205930216615+0.621312907809808i | 0.148260650898489-572.286112468166i | 0.00500304544686544+0.688849137516727i | 0.0219258709075229-84.6338617030387i | -0.0000527148901690969+0.00725810049357484i | 0.0150057030153264+0.677318019394253i | -0.571323109271477-165.817900676158i | -0.000326932410612012+0.0147568702782767i | 0.0225114762324005+0.644100155877712i | -2.34097854693539-409.829120897752i | -0.000677449620412012+0.0193832426448625i | 0.0125121249014064+0.621555198342869i | -7.79459735257434-572.565777790568i | -921.061711475107-6.00082154127178i | -636.372543352404-0.731928784605373i | -244.932855201331+4.81259728164861i | -122.833964809874+0.853879993022982i | 0.0122622330885202-86.0778297520497i | -0.598232218868772-86.0580361656065i | 0.610494451957285-0.0197935864431282i | -0.0664208816671136-171.454366324027i | 0.157204965891109-446.004285567568i | 0.644227779902211-645.500321868566i | -0.598232218868772-86.0580361656065i | -3.37032331122055-171.529605171133i | 0.512987245868062-446.014701466363i | 4.205387566283-645.481863204325i | 0.610494451957285-0.0197935864431282i | 3.91439688151073+0.0554452606625398i | 3.55861460153379+0.0658611594583301i | 0.747274097214727-1349.03680351221i | 0.00295622867645873+5.33681188603418i | 38.6 | 0.22378 | 0.77622 | 1349.037 | 5.3368 |  | 0.0191834803010191+18.5120584904835i | 38.6 | 5.3368 | 18.5121 | 4.1426
[81 empty] | 38.8 | 3.01413142653392E-06-0.0116948299349516i | 5.90523708055627E-06-0.0229123198725583i | 0.0000145939322641872-0.0566244571850463i | 0.0000203812696460864-0.0790793262268155i | 0.704234637870261i | 0.703941328983188i | 0.704501888323156i | 0.704433069720887i | 0.005 | 0.01 | 0.0125 | 0.00500301413142653+0.692539807935309i | -0.005 | 0.0217004135933139-84.1976047420579i | -0.005 | 0.0150059052370806+0.68102900911063i | -0.01 | 0.0425150960195539-164.958572555869i | -0.01 | 0.0225145939322642+0.64787743113811i | -0.0125 | 0.105069859694158-407.671055613331i | -0.0125 | 0.0125203812696461+0.625353743494072i | 0.146736130011931-569.336184446296i | 0.00500301413142653+0.692539807935309i | 0.0217004135933139-84.1976047420579i | -0.0000521542356605599+0.00721942481043488i | 0.0150056444659023+0.681065106234682i | -0.565342048865964-164.963120482093i | -0.00032334535088447+0.0146757599282744i | 0.0225113604787554+0.648024188737393i | -2.3160720942432-407.71609884722i | -0.000669276456688558+0.0192661537847054i | 0.0125120153139375+0.625594570416381i | -7.70744680022429-569.611053377966i | -910.393745897688-5.88786070778861i | -629.256433803532-0.724393479628767i | -242.328293560922+4.73025873768253i | -121.549917676743+0.840132353020167i | 0.0122415760286544-85.6191128901641i | -0.591650303392248-85.5996622582411i | 0.603891879420895-0.0194506319233118i | -0.0644350992333882-170.510903865407i | 0.155271573038256-443.302349035905i | 0.630899168120447-641.329388470914i | -0.591650303392248-85.5996622582411i | -3.32982462223858-170.584901019504i | 0.510336574287448-443.312345854083i | 4.14760379247653-641.311461077406i | 0.603891879420895-0.0194506319233118i | 3.8692814024261+0.054546522173113i | 3.51421640117695+0.064543340351998i | 0.733977217953969-1340.76175426239i | 0.00293957841576314+5.36975020082656i | 38.8 | 0.22395 | 0.77605 | 1340.762 | 5.3698 |  | 0.0191834803010191+18.6079758919886i | 38.8 | 5.3698 | 18.608 | 4.1672
| Info@VarStec.com | [33 empty] | 7 ¦ P a g e |  | Info@VarStec.com | [19 empty] | 8 ¦ P a g e | [23 empty] | 39 | 2.98329652718259E-06-0.0116348564560121i | 5.84482584917405E-06-0.0227948208117788i | 0.0000144446347157974-0.0563340753916098i | 0.0000201727669933298-0.0786737912739865i | 0.707864713323205i | 0.707569892534648i | 0.708133341355752i | 0.708064168018418i | 0.005 | 0.01 | 0.0125 | 0.00500298329652718+0.696229856867193i | -0.005 | 0.0214784159514256-83.7658222105597i | -0.005 | 0.0150058448258492+0.684775071722869i | -0.01 | 0.0420801618640174-164.112631269668i | -0.01 | 0.0225144446347158+0.651799265964142i | -0.0125 | 0.103994983356648-405.580435090926i | -0.0125 | 0.0125201727669933+0.629390376744432i | 0.145235003100115-566.416512090451i | 0.00500298329652718+0.696229856867193i | 0.0214784159514256-83.7658222105597i | -0.0000516025716616416+0.00718116550716903i | 0.0150055868129909+0.684810977550405i | -0.559454962932609-164.117108041571i | -0.000319818134915429+0.0145955617957022i | 0.0225112464533666+0.651945221582099i | -2.29156533263885-405.624757158844i | -0.000661256344703524+0.0191505572587179i | 0.0125119070626845+0.629629758710166i | -7.62178757478183-566.686696288326i | -899.916811257276-5.7778208248432i | -622.262160160847-0.716887488639181i | -239.765505698681+4.64982974631782i | -120.286006279027+0.826681341865859i | 0.0122189460287537-85.1653350935187i | -0.585178551069519-85.1462193514967i | 0.59739749709827-0.0191157420222598i | -0.0625104863831282-169.57807018636i | 0.153368526789936-440.634988179595i | 0.617951884839195-637.216262908624i | -0.585178551069519-85.1462193514967i | -3.29007953390651-169.650853100731i | 0.507651932706197-440.644582673949i | 4.09106789530209-637.198848248671i | 0.59739749709827-0.0191157420222598i | 3.82496654462166+0.05366717234957i | 3.47068313870536+0.0632616667025502i | 0.721028871274757-1332.5946563681i | 0.0029232248309891+5.40265992712822i | 39 | 0.22412 | 0.77588 | 1332.5949 | 5.4027 |  | 0.0191834803010191+18.7038932934937i | 39 | 5.4027 | 18.7039 | 4.1918
[81 empty] | 39.2 | 2.95293238551719E-06-0.0115754949512274i | 0.0000057853369185643-0.0226785207207721i | 0.0000142976164992644-0.0560466566771164i | 0.0000199674475592115-0.078272394432109i | 0.711494788776142i | 0.711198456086104i | 0.711764794388344i | 0.711695266315952i | 0.005 | 0.01 | 0.0125 | 0.00500295293238552+0.699919293824915i | -0.005 | 0.0212598075567336-83.3384456223958i | -0.005 | 0.0150057853369186+0.688519935365332i | -0.01 | 0.0416518678662537-163.275322035715i | -0.01 | 0.0225142976164993+0.655718137711228i | -0.0125 | 0.102936517200716-403.511147426805i | -0.0125 | 0.0125199674475592+0.633422871883843i | 0.143756793955056-563.526632303819i | 0.00500295293238552+0.699919293824915i | 0.0212598075567336-83.3384456223958i | -0.0000510597050926905+0.00714331580056338i | 0.0150055300383931+0.688555651944335i | -0.553659882023094-163.279729137691i | -0.000316349416257069+0.0145162602051225i | 0.0225111341223367+0.655863300313279i | -2.26744966716441-403.554763802892i | -0.000653385366749855+0.0190364235175406i | 0.0125118001304748+0.633660827177812i | -7.53758504529632-563.792240126005i | -889.626226629181-5.67060537593902i | -615.386889980317-0.709415082720942i | -237.243593773864+4.57125419005444i | -119.041809653519+0.813518923758194i | 0.0121944457769991-84.7164158912915i | -0.578814474824731-84.6976272149602i | 0.591008920601725-0.0187886763314813i | -0.0606448808810594-168.655682239231i | 0.151495426535158-438.001515030185i | 0.60537221963691-633.159693984172i | -0.578814474824731-84.6976272149602i | -3.25106892234385-168.727277608291i | 0.504936680488861-438.010723216123i | 4.03574300320159-633.14277428251i | 0.591008920601725-0.0187886763314813i | 3.78143296206453+0.0528066927277538i | 3.4279917081108+0.062014878665226i | 0.708417211068008-1324.53330714488i | 0.00290716069556782+5.43554152883561i | 39.2 | 0.22428 | 0.77572 | 1324.5335 | 5.4355 |  | 0.0191834803010191+18.7998106949988i | 39.2 | 5.4355 | 18.7998 | 4.2165
[81 empty] | 39.4 | 2.92302946730876E-06-0.0115167361011965i | 5.72675160942124E-06-0.0225634013411197i | 0.0000141528314514082-0.0557621559185484i | 0.0000197652468741831-0.0778750726842814i | 0.71512486422908i | 0.714827019637567i | 0.715396247420939i | 0.715326364613479i | 0.005 | 0.01 | 0.0125 | 0.00500292302946731+0.703608128127883i | -0.005 | 0.021044519767005-82.9154078819997i | -0.005 | 0.0150057267516094+0.692263618296447i | -0.01 | 0.04123007954352-162.446513401469i | -0.01 | 0.0225141528314514+0.659634091502391i | -0.0125 | 0.101894128871876-401.462867755193i | -0.0125 | 0.0125197652468742+0.637451291929198i | 0.142301038424511-560.666091392571i | 0.00500292302946731+0.703608128127883i | 0.021044519767005-82.9154078819997i | -0.0000505254480760805+0.00710586905579852i | 0.015005474124369+0.692299147641726i | -0.547954888290304-162.450852279206i | -0.000312937886674198+0.0144378398452278i | 0.0225110234525847+0.659778469900843i | -2.24371673490079-401.505793496674i | -0.000645659732588089+0.0189237238076195i | 0.0125116945002168+0.637687838476793i | -7.45480560105363-560.927228016762i | -879.517457541296-5.56612173095353i | -608.627874423736-0.701980167603981i | -234.761684175295+4.49447795196801i | -117.816917834248+0.800637325089662i | 0.0121681733037565-84.2722765732395i | -0.572555658401478-84.2538073701053i | 0.584723831705235-0.0184692031343918i | -0.0588362084528666-167.743561239792i | 0.149651864152886-435.401260250177i | 0.593147052470532-629.158467309924i | -0.572555658401478-84.2538073701053i | -3.21277427923205-167.813995024122i | 0.50219397766781-435.410097438523i | 3.98159362279907-629.142025517105i | 0.584723831705235-0.0184692031343918i | 3.73866190248441+0.0519645811957199i | 3.3861197889695+0.0608017695418694i | 0.696130881474308-1316.57556537313i | 0.00289137900756998+5.46839545968331i | 39.4 | 0.22444 | 0.77556 | 1316.5757 | 5.4684 |  | 0.0191834803010191+18.8957280965039i | 39.4 | 5.4684 | 18.8957 | 4.241
[81 empty] | 39.6 | 2.89357847848212E-06-0.0114585707747892i | 5.66905171294457E-06-0.0224494447832605i | 0.0000140102345718343-0.055480528904464i | 0.0000195661020925933-0.0774817642866696i | 0.71875493968202i | 0.718455583189024i | 0.719027700453529i | 0.71895746291101i | 0.005 | 0.01 | 0.0125 | 0.00500289357847848+0.707296368907231i | -0.005 | 0.0208324856690078-82.496643249271i | -0.005 | 0.0150056690517129+0.696006138405764i | -0.01 | 0.0408146658005052-161.62607657i | -0.01 | 0.0225140102345718+0.663547171549065i | -0.0125 | 0.100867494387185-399.435277773256i | -0.0125 | 0.0125195661020926+0.64147569862434i | 0.140867284047576-557.834444828402i | 0.00500289357847848+0.707296368907231i | 0.0208324856690078-82.496643249271i | -0.0000499996177675613+0.00706881878236973i | 0.0150054190536241+0.696041482499676i | -0.542338113866076-161.630348631696i | -0.00030958227483404+0.0143602857581684i | 0.0225109144118235+0.663690774406647i | -2.22035839742338-399.477527533975i | -0.000638075774418258+0.018812430144168i | 0.0125115901549124+0.641710854001142i | -7.37341661507354-558.091212365289i | -869.586110382998-5.46428096171286i | -601.982445258828-0.694586309178295i | -232.318926733753+4.41944883181244i | -116.610931507943+0.788029024437679i | 0.0121402222016677-83.8328401412927i | -0.566399753927385-83.8146830422557i | 0.57853997612905-0.0181570990368738i | -0.0570824787121639-166.8415325419i | 0.147837425456399-432.833572496101i | 0.581263824133203-625.21140394538i | -0.566399753927385-83.8146830422557i | -3.17517768783386-166.910829992347i | 0.499426796654973-432.842053327848i | 3.92858557686601-625.195423703614i | 0.57853997612905-0.0181570990368738i | 3.69663518525075+0.0511403514099073i | 3.34504581405213+0.0596211831566821i | 0.684158993079106-1308.71934912467i | 0.0028758729811857+5.50122216352624i | 39.6 | 0.22461 | 0.7754 | 1308.7195 | 5.5012 |  | 0.0191834803010191+18.991645498009i | 39.6 | 5.5012 | 18.9917 | 4.2656
[81 empty] | 39.8 | 2.86457035789332E-06-0.0114009900244154i | 5.61221947668895E-06-0.0223366335172221i | 0.0000138697819879631-0.0552017323120932i | 0.00001936995194385-0.0770924087365232i | 0.722385015134961i | 0.722084146740487i | 0.722659153486127i | 0.72258856120854i | 0.005 | 0.01 | 0.0125 | 0.00500286457035789+0.710984025110546i | -0.005 | 0.0206236400265119-82.0820873055171i | -0.005 | 0.0150056122194767+0.699747513223265i | -0.01 | 0.0404054988274518-160.813885333259i | -0.01 | 0.022513869781988+0.667457421174034i | -0.0125 | 0.0998562978834684-397.428065576205i | -0.0125 | 0.0125193699519439+0.645496152472017i | 0.13945508970308-555.031257018259i | 0.00500286457035789+0.710984025110546i | 0.0206236400265119-82.0820873055171i | -0.0000494820361939976+0.00703215863014205i | 0.0150053648092957+0.699782674016416i | -0.536807739298411-160.818091950782i | -0.000306281345048616+0.0142835833292563i | 0.0225108069685375+0.667600257007327i | -2.19736673354395-397.46965361964i | -0.000630629942084319+0.0187025152852332i | 0.0125114870776678+0.645729933913082i | -7.29338640914521-555.283754620173i | -859.82792706636-5.36499766763137i | -595.448011986219-0.68723675722407i | -229.914493964248+4.34611646616889i | -115.423461682069+0.775686742992144i | 0.012110681834527-83.3980312627471i | -0.560344479576369-83.380179114131i | 0.572455161410895-0.0178521486158837i | -0.0553817812995279-165.949425516595i | 0.146051691502197-430.297817807812i | 0.569710508393866-621.317359094989i | -0.560344479576369-83.380179114131i | -3.13826180010834-166.017611197445i | 0.496637933220097-430.305956286958i | 3.87668594554092-621.301824705802i | 0.572455161410895-0.0178521486158837i | 3.65533518021971+0.0503335322339296i | 3.30474893850176+0.0584720113800913i | 0.672491100431062-1300.96263368214i | 0.00286063603858657+5.53402207461202i | 39.8 | 0.22476 | 0.77524 | 1300.9628 | 5.534 |  | 0.0191834803010191+19.0875628995141i | 39.8 | 5.534 | 19.0876 | 4.2902
[81 empty] | 40 | 2.83599627035921E-06-0.0113439850814369i | 5.55623759090786E-06-0.0222249503636314i | 0.0000137314309212801-0.0549257236851204i | 0.0000191767366852861-0.0767069467411446i | 0.726015090587899i | 0.725712710291944i | 0.726290606518716i | 0.726219659506071i | 0.005 | 0.01 | 0.0125 | 0.00500283599627036+0.714671105506462i | -0.005 | 0.0204179192301049-81.6716769204202i | -0.005 | 0.0150055562375909+0.703487759928313i | -0.01 | 0.0400024540018384-160.009816007353i | -0.01 | 0.0225137314309213+0.671364882833596i | -0.0125 | 0.0988602313743349-395.44092549734i | -0.0125 | 0.0125191767366853+0.649512712764926i | 0.138064025270233-552.256101080935i | 0.00500283599627036+0.714671105506462i | 0.0204179192301049-81.6716769204202i | -0.0000489725300972206+0.00699588238553517i | 0.0150053113749404+0.703522739340241i | -0.531361992045685-160.013958517371i | -0.000303033896067431+0.0142077182770325i | 0.0225107010919606+0.671506960016366i | -2.17473403232791-395.481865709129i | -0.000623318798499098+0.0185939527068158i | 0.0125113852517041+0.649745137173761i | -7.21468422032614-552.50442504596i | -850.238779926289-5.2681898107921i | -589.022059087168-0.679934467491975i | -227.547580337021+4.274432252419i | -114.254129364928+0.763603435399673i | 0.0120796375355491-82.9677762250049i | -0.554387617324924-82.9502220809197i | 0.566467254860465-0.0175541440850966i | -0.0537322822212904-165.067073435469i | 0.144294239775254-427.793379022729i | 0.558475585711169-617.475220863308i | -0.554387617324924-82.9502220809197i | -3.10200981486229-165.134171246753i | 0.493830016787727-427.801188547322i | 3.82586301060679-617.460117256927i | 0.566467254860465-0.0175541440850966i | 3.61474478750147+0.0495436671991098i | 3.26520901048901+0.0573531917912515i | 0.661117180800682-1293.30344954651i | 0.00284566180214972+5.56679561784453i | 40 | 0.22492 | 0.77508 | 1293.3036 | 5.5668 |  | 0.0191834803010191+19.1834803010192i | 40 | 5.5668 | 19.1835 | 4.3147
Harmonic Filter Design - H - Type ¦ Enter Customer PO # ¦ | [35 empty] | Harmonic Filter Design - H - Type ¦ Enter Customer PO # ¦ | [44 empty] | 40.2 | 2.80784759992921E-06-0.0112875473517155i | 5.50108917537152E-06-0.0221143784849935i | 0.0000135951396547593-0.0546524614121325i | 0.0000189863980566643-0.0763253201877904i | 0.729645166040841i | 0.729341273843406i | 0.729922059551312i | 0.729850757803602i | 0.005 | 0.01 | 0.0125 | 0.00500280784759993+0.718357618689125i | -0.005 | 0.0202152612487523-81.2653502199848i | -0.005 | 0.0150055010891754+0.707226895358412i | -0.01 | 0.0396054097934739-159.213747369765i | -0.01 | 0.0225135951396548+0.675269598139179i | -0.0125 | 0.0978789945156426-393.473557952884i | -0.0125 | 0.0125189863980567+0.653525437615812i | 0.136693671301088-549.508558630372i | 0.00500280784759993+0.718357618689125i | 0.0202152612487523-81.2653502199848i | -0.0000484709307837294+0.00695998396783313i | 0.0150052587345215+0.707261695278251i | -0.525999145025436-159.217827074825i | -0.00029983875991803+0.0141326766436805i | 0.0225105967520556+0.675410924905616i | -2.15245278637366-393.513863852879i | -0.000616139015277768+0.0184867165789904i | 0.0125112846603657+0.653756521573049i | -7.13728016883353-549.752802502138i | -840.814666847472-5.17377855989435i | -582.702143386087-0.672682122248868i | -225.217401575921+4.20434927633557i | -113.102565257307+0.751772281003162i | 0.0120471707956255-82.5420028917891i | -0.548527010797454-82.5247400068128i | 0.56057418159307-0.017262884976662i | -0.0521322203766048-164.194313358122i | 0.142564645260942-425.319655213852i | 0.547548018422397-613.683909064677i | -0.548527010797454-82.5247400068128i | -3.06640545688519-164.260346557084i | 0.491005520095241-425.327148605337i | 3.77608620264692-613.669221771011i | 0.56057418159307-0.017262884976662i | 3.57484741810166+0.0487703139858444i | 3.22640654326731+0.0562637054705685i | 0.65002761410236-1285.73988052844i | 0.00283094408702504+5.59954320903835i | 40.2 | 0.22507 | 0.77493 | 1285.74 | 5.5995 |  | 0.0191834803010191+19.2793977025243i | 40.2 | 5.5995 | 19.2794 | 4.3392
[81 empty] | 40.4 | 0.0000027801159433896-0.011231668411294i | 5.44675776664087E-06-0.0220049013772291i | 0.0000134608675014119-0.0543819047057041i | 0.0000187988792362534-0.075947472114464i | 0.733275241493779i | 0.732969837394865i | 0.733553512583906i | 0.73348185610113i | 0.005 | 0.01 | 0.0125 | 0.00500278011594339+0.722043573082485i | -0.005 | 0.0200156055830306-80.8630465554438i | -0.005 | 0.0150054467577666+0.710964936017636i | -0.01 | 0.0392142476728765-158.425560598421i | -0.01 | 0.0225134608675014+0.679171607878202i | -0.0125 | 0.0969122943790616-391.525669291409i | -0.0125 | 0.0125187988792363+0.657534383986666i | 0.135343618704302-546.788219565381i | 0.00500278011594339+0.722043573082485i | 0.0200156055830306-80.8630465554438i | -0.0000479770739799987+0.00692445742561455i | 0.0150052068723967+0.710999558304764i | -0.520717515215592-158.429578767997i | -0.000296694800792353+0.0140584447857725i | 0.0225104939194935+0.67931219232606i | -2.13051568534347-391.565354045284i | -0.000609087368569388+0.0183807817429841i | 0.0125111852871292+0.657764143758453i | -7.0611452272625-547.028474228748i | -831.551706606379-5.08168814252951i | -576.485891522493-0.665482149407224i | -222.923193983051+4.13582224309762i | -111.968409455221+0.740186675458129i | 0.0120133594421093-82.1206406607897i | -0.542760563197037-82.1036624829515i | 0.55477392263915-0.0169781778381974i | -0.0505799042620456-163.330986023537i | 0.14086248141369-422.876061150401i | 0.536917227314658-609.942374084562i | -0.542760563197037-82.1036624829515i | -3.03143295701733-163.395977245301i | 0.488166768259557-422.883250681389i | 3.72732605090965-609.928089205709i | 0.55477392263915-0.0169781778381974i | 3.53562697539442+0.0480130439250484i | 3.18832268854858+0.0552025749140286i | 0.639213163908412-1278.27006191929i | 0.00281647689402954+5.63226525516492i | 40.4 | 0.22522 | 0.77478 | 1278.2702 | 5.6323 |  | 0.0191834803010191+19.3753151040294i | 40.4 | 5.6323 | 19.3753 | 4.3638
[7 empty] | VCAP MAIN, PEAK CAP VOLTAGE: | Capacitor peak voltage, including harmonics, and assuming peaks are in phase. | [72 empty] | 40.6 | 2.75279310399128E-06-0.0111763400022046i | 5.39322730577882E-06-0.0218965028614621i | 0.000013328574773917-0.054114013582103i | 0.0000186141247984172-0.0755733466815738i | 0.73690531694672i | 0.736598400946326i | 0.737184965616501i | 0.737112954398661i | 0.005 | 0.01 | 0.0125 | 0.00500275279310399+0.725728976944515i | -0.005 | 0.0198188932199705-80.4647064730803i | -0.005 | 0.0150053932273058+0.714701898084864i | -0.01 | 0.0388288520227993-157.645139212566i | -0.01 | 0.0225133285747739+0.683070952034398i | -0.0125 | 0.0959598452334289-389.596971647721i | -0.0125 | 0.0125186141247984+0.661539607717087i | 0.1340134684398-544.094681865589i | 0.00500275279310399+0.725728976944515i | 0.0198188932199705-80.4647064730803i | -0.0000474907996931385+0.00688929693329779i | 0.0150051557733073+0.71473634456953i | -0.515515462305812-157.649097084064i | -0.000293600913976759+0.0139850093653356i | 0.0225103925656341+0.683210802128051i | -2.10891560973481-389.636048078144i | -0.000602160735075848+0.0182761236891649i | 0.01251108711561+0.661768059263202i | -6.98625119106708-544.33103563842i | -822.446134417412-4.99184570528206i | -570.370997526995-0.658336740331823i | -220.664213788482+4.06880741154517i | -110.851311163276+0.728840222706941i | 0.0119782778086539-81.7036204226776i | -0.537086235317376-81.6869205867334i | 0.54906451312603-0.0166998359441912i | -0.0490737088436255-162.476935745211i | 0.139187321030755-420.462026780044i | 0.526573069492028-606.249595789998i | -0.537086235317376-81.6869205867334i | -2.99707703310273-162.540907022674i | 0.485315947285594-420.468924200587i | 3.67955413572273-606.235699974177i | 0.54906451312603-0.0166998359441912i | 3.49706783738513+0.0472714415187699i | 3.15093921113021+0.054168862061878i | 0.628664959487811-1270.89217873793i | 0.00280225440284972+5.66496215459054i | 40.6 | 0.22537 | 0.77463 | 1270.8923 | 5.665 |  | 0.0191834803010191+19.4712325055345i | 40.6 | 5.665 | 19.4712 | 4.3882
|  | N: | [5 empty] | Number of capacitors per phase | [72 empty] | 40.8 | 2.72587108539219E-06-0.0111215540284002i | 5.34048212648267E-06-0.0217891670760493i | 0.0000131982227552918-0.0538487488415906i | 0.000018432080672652-0.0752028891444202i | 0.740535392399658i | 0.740226964497783i | 0.74081641864909i | 0.740744052696191i | 0.005 | 0.01 | 0.0125 | 0.00500272587108539+0.729413838371258i | -0.005 | 0.0196250665894447-80.0702716849347i | -0.005 | 0.0150053404821265+0.718437797421734i | -0.01 | 0.0384491100527896-156.872369015382i | -0.01 | 0.0225131982227553+0.686967669807499i | -0.0125 | 0.0950213683335868-387.687182801035i | -0.0125 | 0.0125184320806727+0.665541163551771i | 0.132702831223864-541.427551393366i | 0.00500272587108539+0.729413838371258i | 0.0196250665894447-80.0702716849347i | -0.0000470119520766955+0.00685449678779786i | 0.0150051054223661+0.718472069905673i | -0.510391387397007-156.876267795113i | -0.000290556024823761+0.0139123573412238i | 0.0225102926625071+0.687106793380911i | -2.08764562488217-387.725663398429i | -0.000595356088248813+0.0181727185358986i | 0.0125109901295696+0.66576832253347i | -6.91257065024467-541.660090114564i | -813.494297672874-4.9041811811911i | -564.355220496497-0.651247866426929i | -218.439736524066+4.0032625315026i | -109.750928418222+0.717726727294349i | 0.0119419968965839-81.2908745214356i | -0.531502043632643-81.2744468424148i | 0.54344404052922-0.0164276790210412i | -0.0476120725867882-161.632010309905i | 0.137538737039657-418.076996731676i | 0.516505817458579-602.604582486615i | -0.531502043632643-81.2744468424148i | -2.96332287178188-161.694983092905i | 0.482455112059258-418.083613294132i | 3.63274304331189-602.591062903446i | 0.54344404052922-0.0164276790210412i | 3.45915483972431+0.0465451039792953i | 3.11423846470471+0.0531616664345521i | 0.618374478808032-1263.60446404963i | 0.00278827096553959+5.69763429730671i | 40.8 | 0.22552 | 0.77448 | 1263.6046 | 5.6976 |  | 0.0191834803010191+19.5671499070396i | 40.8 | 5.6976 | 19.5672 | 4.4127
|  | VCAP VAR RATING: | [5 empty] | Capacitor can var rating (in Kvar) | [72 empty] | 41 | 2.69934208580616E-06-0.0110673025518053i | 5.28850694362024E-06-0.021682878468843i | 0.0000130697736705615-0.0535860720493021i | 0.0000182526941040227-0.074836045826493i | 0.744165467852599i | 0.743855528049246i | 0.744447871681687i | 0.744375150993722i | 0.005 | 0.01 | 0.0125 | 0.00500269934208581+0.733098165300794i | -0.005 | 0.0194340695220422-79.6796850403732i | -0.005 | 0.0150052885069436+0.722172649580403i | -0.01 | 0.0380749117166541-156.107138038282i | -0.01 | 0.0225130697736706+0.690861799632385i | -0.0125 | 0.0940965917164187-385.796026037316i | -0.0125 | 0.012518252694104+0.669539105167229i | 0.131411327244286-538.786441701571i | 0.00500269934208581+0.733098165300794i | 0.0194340695220422-79.6796850403732i | -0.0000465403793013666+0.00682005140528985i | 0.0150050558050471+0.722206749837429i | -0.505343731747029-156.1109789024i | -0.000287559087763615+0.013840475960784i | 0.022510194182793+0.691000204391993i | -2.06669897517921-385.833922970228i | -0.000588670494655362+0.0180705430092349i | 0.0125108943129208+0.669764986954844i | -6.84007696216774-539.015248815562i | -804.692651867027-4.81862716413122i | -558.436382363904-0.64421729458476i | -216.249056420229+3.93914678400908i | -108.666927822286+0.706840187007507i | 0.0119045845282614-80.8823367159611i | -0.52600605846146-80.8661751829761i | 0.537910642989715-0.0161615329850078i | -0.0461934946355189-160.796060879849i | 0.135916303206348-415.720429837846i | 0.506706139342277-599.006369920006i | -0.52600605846146-80.8661751829761i | -2.93015611108256-160.858056053621i | 0.479586193854159-415.726776320429i | 3.58686632288263-598.993214237057i | 0.537910642989715-0.0161615329850078i | 3.42187325943675+0.0458336407859384i | 3.07820336878904+0.0521801233693308i | 0.608333532441368-1256.40519735366i | 0.00277452110029641+5.73028206515278i | 41 | 0.22566 | 0.77434 | 1256.4053 | 5.7303 |  | 0.0191834803010191+19.6630673085447i | 41 | 5.7303 | 19.6631 | 4.4372
|  | ICAP RMS CURRENT: | [5 empty] | RMS current seen by capacitor (amps rms) | [72 empty] | 41.2 | 2.67319849234996E-06-0.0110135777884819i | 5.23728684215504E-06-0.0215776217896788i | 0.0000129431906593883-0.0533259455166799i | 0.0000180759136149377-0.0744727640935438i | 0.747795543305538i | 0.747484091600701i | 0.748079324714283i | 0.748006249291252i | 0.005 | 0.01 | 0.0125 | 0.00500267319849235+0.736781965517056i | -0.005 | 0.0192458472083697-79.2928904984837i | -0.005 | 0.0150052372868422+0.725906469811022i | -0.01 | 0.0377061496327245-155.349336486825i | -0.01 | 0.0225129431906594+0.694753379197603i | -0.0125 | 0.09318525000379-383.923230015615i | -0.0125 | 0.0125180759136149+0.673533485197708i | 0.130138585885166-536.170973846887i | 0.00500267319849235+0.736781965517056i | 0.0192458472083697-79.2928904984837i | -0.0000460759334304282+0.0067859553180757i | 0.015005006907175+0.725940399587612i | -0.500370975560681-155.353120582228i | -0.00028460908535403+0.0137693527518054i | 0.0225100970998059+0.694891072725121i | -2.04606907851236-383.960555140702i | -0.000582101110504001+0.0179695744233861i | 0.0125107996497336+0.673758104878i | -6.76874422550969-536.396130484712i | -796.037756695087-4.73511878970808i | -552.61236575793-0.637246601581573i | -214.091485824836+3.87642072430401i | -107.598984285901+0.696174785825239i | 0.0118661054928752-80.4779421428915i | -0.520596402201801-80.4620409131994i | 0.532462507694675-0.0159012296923938i | -0.0448165321322524-159.968941898271i | 0.134319594771159-413.391798675862i | 0.497165080190251-595.454020319195i | -0.520596402201801-80.4620409131994i | -2.89756282376851-160.029979801222i | 0.476711007387615-413.397885404955i | 3.54189844583807-595.441216679714i | 0.532462507694675-0.0159012296923938i | 3.38520879933094+0.0451366732588558i | 3.04281738671446+0.0512234023515814i | 0.598534248322033-1249.29270303622i | 0.002760999485503+5.76290583203154i | 41.2 | 0.2258 | 0.7742 | 1249.2928 | 5.7629 |  | 0.0191834803010191+19.7589847100497i | 41.2 | 5.7629 | 19.759 | 4.4616
|  | IFILTER RMS CURRENT: | [5 empty] | RMS current into filter branch (amps rms) | [72 empty] | 41.4 | 2.64743287558116E-06-0.010960372104906i | 5.18680726644472E-06-0.0214733820830811i | 0.0000128184377496251-0.0530683322834481i | 0.0000179016889682154-0.0741129923284119i | 0.751425618758477i | 0.751112655152163i | 0.751710777746873i | 0.751637347588781i | 0.005 | 0.01 | 0.0125 | 0.00500264743287558+0.740465246653571i | -0.005 | 0.0190603461597268-78.9098331012687i | -0.005 | 0.0150051868072664+0.729639273069082i | -0.01 | 0.0373427190068116-154.5988566882i | -0.01 | 0.0225128184377496+0.698642445463425i | -0.0125 | 0.0922870842121463-382.068528638287i | -0.0125 | 0.0125179016889682+0.677524355260369i | 0.128884245461009-533.580776208578i | 0.00500264743287558+0.740465246653571i | 0.0190603461597268-78.9098331012687i | -0.0000456184702996758+0.00675220317154982i | 0.0150049587149149+0.72967303408494i | -0.495471636822206-154.602585133407i | -0.000281705027366208+0.0136989755147386i | 0.0225100013874759+0.698779435218572i | -2.02574952089669-382.105293509942i | -0.000575645178322632+0.0178697906619582i | 0.0125107061242392+0.677747727643644i | -6.69854725521251-533.802361265753i | -787.526272318485-4.6535936222865i | -546.881111948755-0.630337187492176i | -211.966354643189+3.81504622742253i | -106.546780779421+0.685724887161986i | 0.0118266216850595-80.0776272806017i | -0.515271247633782-80.0619806739002i | 0.52709786931884-0.0156466067013027i | -0.0434797976707444-159.15051099812i | 0.132748189018556-411.090589126787i | 0.487874044270419-591.946621480155i | -0.515271247633782-80.0619806739002i | -2.86552950140758-159.210611438971i | 0.47383125745252-411.096425998073i | 3.49781476701149-591.934158481946i | 0.52709786931884-0.0156466067013027i | 3.34914757305566+0.0444538341491471i | 3.00806450462163+0.050290705434929i | 0.58896905730329-1242.26534888566i | 0.00274770095402239+5.79550596411786i | 41.4 | 0.22594 | 0.77406 | 1242.2655 | 5.7955 |  | 0.0191834803010191+19.8549021115548i | 41.4 | 5.7955 | 19.8549 | 4.4861
|  | In | [5 empty] | Current in amps at each harmonic | [72 empty] | 41.6 | 2.62203798421931E-06-0.0109076780143523i | 5.13705400989907E-06-0.0213701446811801i | 0.0000126954798317558-0.052813196100104i | 0.0000177299711313878-0.073756679906573i | 0.755055694211417i | 0.754741218703622i | 0.755342230779466i | 0.755268445886313i | 0.005 | 0.01 | 0.0125 | 0.00500262203798422+0.744148016197065i | -0.005 | 0.0188775141701001-78.5304589476162i | -0.005 | 0.0150051370540099+0.733371074022442i | -0.01 | 0.0369845175577472-153.855593040228i | -0.01 | 0.0225126954798318+0.702529034679362i | -0.0125 | 0.0914018415684953-380.231660924939i | -0.0125 | 0.0125177299711314+0.68151176597974i | 0.127647952959725-531.015484312455i | 0.00500262203798422+0.744148016197065i | 0.0188775141701001-78.5304589476162i | -0.0000451678494016952+0.00671878972126042i | 0.0150049112147629+0.733404667971048i | -0.490644270168643-153.859266926219i | -0.000278845949905782+0.0136293323151765i | 0.0225099070203327+0.702665328002514i | -2.00573405130596-380.26787680457i | -0.000569300023781076+0.0177711701599048i | 0.0125106137208341+0.681733905606739i | -6.62946155845002-531.233574523741i | -779.154955788183-4.57399154779355i | -541.240618875592-0.62349028819185i | -209.873009798277+3.75498643626722i | -105.510008093507+0.675485027392327i | 0.0117861922367251-79.6813299143393i | -0.510028816287131-79.6659324072952i | 0.52181500852385-0.0153975070443744i | -0.0421819568745983-158.34062891386i | 0.131201665786344-408.81629995145i | 0.478824778318707-588.483285887406i | -0.510028816287131-79.6659324072952i | -2.83404303912389-158.399811188149i | 0.470948545152164-408.821896449948i | 3.45459148779917-588.47115256276i | 0.52181500852385-0.0153975070443744i | 3.31367609077315+0.0437847672445907i | 2.97392921140739+0.0493812657450213i | 0.579630679467178-1235.32154466706i | 0.0027346204877315+5.82808282006051i | 41.6 | 0.22608 | 0.77392 | 1235.3217 | 5.8281 |  | 0.0191834803010191+19.9508195130599i | 41.6 | 5.8281 | 19.9508 | 4.5105
[81 empty] | 41.8 | 2.59700674004355E-06-0.0108554881733821i | 5.08801320498328E-06-0.0212678951968301i | 0.0000125742826341904-0.0525605014109162i | 0.0000175607122421993-0.0734037771723931i | 0.758685769664357i | 0.758369782255083i | 0.758973683812059i | 0.758899544183844i | 0.005 | 0.01 | 0.0125 | 0.00500259700674004+0.747830281490975i | -0.005 | 0.0186973002794292-78.1547151680143i | -0.005 | 0.015005088013205+0.737101887058253i | -0.01 | 0.0366314454454122-153.119441961823i | -0.01 | 0.0225125742826342+0.706413182401143i | -0.0125 | 0.0905292753325418-378.412370890027i | -0.0125 | 0.0125175607122422+0.685495767011451i | 0.126429363794236-528.474740659905i | 0.00500259700674004+0.747830281490975i | 0.0186973002794292-78.1547151680143i | -0.0000447239337742808+0.0066857098300627i | 0.0150048643935361+0.737135315607403i | -0.485887465802312-153.123062352853i | -0.000276030914566943+0.0135604114765847i | 0.0225098139734885+0.706548786515909i | -1.98601657668844-378.448048755002i | -0.000563063052650904+0.01767369188617i | 0.0125105224240841+0.685716688160028i | -6.56146331154106-528.689410671138i | -770.9206576184-4.49625467196457i | -535.6889392525-0.616706987014178i | -207.810814710428+3.69620571202996i | -104.488364607797+0.665449909643154i | 0.0117448736424623-79.2889891024482i | -0.504867376870693-79.2738353234364i | 0.516612250513155-0.0151537790119341i | -0.0409217260945808-157.539159396196i | 0.129679607919793-406.568442382772i | 0.470009355675458-585.063149871886i | -0.504867376870693-79.2738353234364i | -2.80309072100215-157.597442302199i | 0.468064373766786-406.573807601844i | 3.41220562108839-585.051335668513i | 0.516612250513155-0.0151537790119341i | 3.27878124542072+0.0431291269904414i | 2.94039647957375+0.0484943460618799i | 0.570512111143132-1228.4597407533i | 0.00272175321228462+5.86063675117806i | 41.8 | 0.22621 | 0.77379 | 1228.4599 | 5.8606 |  | 0.0191834803010191+20.046736914565i | 41.8 | 5.8606 | 20.0467 | 4.5349
Disclaimer and Use Limitation | [80 empty] | 42 | 2.57233223295983E-06-0.0108037953784313i | 5.03967131355397E-06-0.0211666195169267i | 0.000012454812699382-0.0523102133374046i | 0.0000173938655752521-0.0730542354160591i | 0.762315845117295i | 0.761998345806545i | 0.762605136844654i | 0.762530642481374i | 0.005 | 0.01 | 0.0125 | 0.00500257233223296+0.751512049738864i | -0.005 | 0.018519654738092-77.7825498999866i | -0.005 | 0.0150050396713136+0.740831726289618i | -0.01 | 0.03628340520116-152.390301844872i | -0.01 | 0.0225124548126994+0.710294923507249i | -0.0125 | 0.0896691446247413-376.610407423915i | -0.0125 | 0.0125173938655753+0.689476407065315i | 0.125228141562336-525.958194561813i | 0.00500257233223296+0.751512049738864i | 0.018519654738092-77.7825498999866i | -0.0000442865898928342+0.00665295846536066i | 0.0150048182383641+0.740864991081945i | -0.481199848440939-152.393869779254i | -0.000273259007618487+0.013492201573273i | 0.0225097222226232+0.710429845522982i | -1.96659115716112-376.645557976186i | -0.000556931747895729+0.0175773353269882i | 0.0125104322187266+0.689696123756902i | -6.49452933776801-526.169516998919i | -762.820318503403-4.4203272237192i | -530.224178748667-0.609988225618936i | -205.779148795583+3.63866958684033i | -103.481556067561+0.655614397841048i | 0.0117027198788533-78.9005451436402i | -0.499785243761265-78.8856298676955i | 0.51148796364011-0.0149152759449964i | -0.0396978702181894-156.745969129644i | 0.128181601675171-404.346539733618i | 0.461420161258053-581.685372803337i | -0.499785243761265-78.8856298676955i | -2.77266020610892-156.803370983713i | 0.465180154271756-404.351682392971i | 3.37063495788051-581.673867566246i | 0.51148796364011-0.0149152759449964i | 3.24445029953084+0.0424865781245927i | 2.9074517469342+0.0476292374762532i | 0.561606612593888-1221.67842681024i | 0.0027090943920931+5.89316810164775i | 42 | 0.22635 | 0.77365 | 1221.6786 | 5.8932 |  | 0.0191834803010191+20.1426543160701i | 42 | 5.8932 | 20.1427 | 4.5593
This spreadsheet is provided for preliminary engineering evaluation only. The calculations are based on simplified, steady-state models and user-supplied input data and are intended to support initial screening, comparative analysis, and conceptual design. It is intended for use only by qualified technical professionals and should not be used as a substitute for detailed engineering studies, manufacturer-validated analyses, or final design verification. VarStec Power Solutions, LLC makes no representations or warranties, express or implied, and assumes no responsibility or liability for decisions or actions taken based on use of this tool. | [80 empty] | 42.2 | 2.54800771623144E-06-0.0107525925624967i | 4.99201511751465E-06-0.0210663037959119i | 0.0000123370373607329-0.0520622976622927i | 0.0000172293855097554-0.072708006851168i | 0.765945920570236i | 0.765626909358001i | 0.766236589877249i | 0.766161740778902i | 0.005 | 0.01 | 0.0125 | 0.00500254800771623+0.755193328007739i | -0.005 | 0.0183445289725674-77.4139122642347i | -0.005 | 0.0150049920151175+0.744560605562089i | -0.01 | 0.0359403016605402-151.66807300748i | -0.01 | 0.0225123370373607+0.714174292214956i | -0.0125 | 0.0888212142600335-374.82552417734i | -0.0125 | 0.0125172293855098+0.693453733927734i | 0.124043957814503-523.465501977205i | 0.00500254800771623+0.755193328007739i | 0.0183445289725674-77.4139122642347i | -0.0000438556875665772+0.0066205306964342i | 0.0150047727366797+0.744593708215571i | -0.476580076303959-151.671589498347i | -0.00027052933922028+0.0134246914235977i | 0.0225096317439685+0.714308539129192i | -1.94745200137499-374.860157851762i | -0.000550903666885565+0.0174820804698143i | 0.0125103430896737+0.693672259933607i | -6.42863708606145-523.673547512532i | -754.850966170509-4.34615546337669i | -524.844494239994-0.603334814127589i | -203.777406981427+3.58234471853133i | -102.489295368019+0.645973511002797i | 0.0116597825180177-78.5159395452898i | -0.494780775549025-78.5012576892521i | 0.50644055806704-0.0146818560376427i | -0.0385092005854621-155.960927652813i | 0.126707237077182-402.150127019514i | 0.4530498773205-578.349136315553i | -0.494780775549025-78.5012576892521i | -2.7427395151041-156.017466304178i | 0.462297210531348-402.155055482302i | 3.32985803551642-578.337930269833i | 0.50644055806704-0.0146818560376427i | 3.21067087258567+0.0418567953265892i | 2.87508089913144+0.0467852581156138i | 0.552907696330238-1214.97613053317i | 0.00269663942551302+5.92567720868932i | 42.2 | 0.22648 | 0.77352 | 1214.9763 | 5.9257 |  | 0.0191834803010191+20.2385717175752i | 42.2 | 5.9257 | 20.2386 | 4.5836
[81 empty] | 42.4 | 0.0000025240266018666-0.0107018727919144i | 4.94503170977948E-06-0.020966934449465i | 0.0000122209247202623-0.0518167208139122i | 0.0000170672274983361-0.0723650445929452i | 0.769575996023177i | 0.769255472909464i | 0.76986804290984i | 0.769792839076437i | 0.005 | 0.01 | 0.0125 | 0.00500252402660187+0.758874123231263i | -0.005 | 0.0181718755522273-77.048752341444i | -0.005 | 0.0150049450317098+0.748288538459999i | -0.01 | 0.0356020418982415-150.952657648544i | -0.01 | 0.0225122209247203+0.718051322095928i | -0.0125 | 0.0879852545870602-373.057479449136i | -0.0125 | 0.0125170672274983+0.697427794483492i | 0.122876491829347-520.996325356433i | 0.00500252402660187+0.758874123231263i | 0.0181718755522273-77.048752341444i | -0.0000434310998384304+0.00658842169184875i | 0.0150047278762106+0.748321480568458i | -0.472026840133468-150.956123684578i | -0.000267841042668892+0.0133578700833862i | 0.0225095425142936+0.718184900796762i | -1.92859346204414-373.091606421495i | -0.000544976438729217+0.017387907787854i | 0.0125102550220142+0.69764514333084i | -6.36376461051076-521.201162772518i | -747.009712362713-4.27368759543468i | -519.54809212864-0.596747440577317i | -201.804999240617+3.5271988474131i | -101.511302346014+0.636522417758176i | 0.011616110835689-78.1351149926922i | -0.489852373637329-78.1206616105436i | 0.501468484473015-0.0144533821482746i | -0.0373545730052606-155.183907281306i | 0.125256108234332-399.97875059556i | 0.444891469953656-575.053643562925i | -0.489852373637329-78.1206616105436i | -2.71331701741248-155.239600126335i | 0.459416784188715-399.983472884617i | 3.28985410741541-575.042727297365i | 0.501468484473015-0.0144533821482746i | 3.17743092888023+0.0412394628799042i | 2.84327025292591+0.045961751935717i | 0.544409116018416-1208.35141643248i | 0.00268438384022926+5.9581644027426i | 42.4 | 0.22661 | 0.77339 | 1208.3515 | 5.9582 |  | 0.0191834803010191+20.3344891190803i | 42.4 | 5.9582 | 20.3345 | 4.608
[81 empty] | 42.6 | 2.50038245615735E-06-0.0106516292632303i | 4.89870848553277E-06-0.0208684981483696i | 0.0000121064436270068-0.0515734498510489i | 0.0000169073480368736-0.0720253026370816i | 0.773206071476114i | 0.772884036460919i | 0.773499495942438i | 0.773423937373968i | 0.005 | 0.01 | 0.0125 | 0.00500250038245616+0.762554442212884i | -0.005 | 0.0180016481572191-76.6870211497533i | -0.005 | 0.0150048987084855+0.752015538312549i | -0.01 | 0.035268535165164-150.243959803599i | -0.01 | 0.022512106443627+0.721926046091389i | -0.0125 | 0.0871610413326581-371.306036077123i | -0.0125 | 0.0125169073480369+0.701398634736886i | 0.121725430396435-518.550333488812i | 0.00500250038245616+0.762554442212884i | 0.0180016481572191-76.6870211497533i | -0.0000430127028884032+0.00655662671694403i | 0.0150046836449711+0.752048321446134i | -0.467538862248617-150.247376349742i | -0.000265193273671175+0.0132917268395762i | 0.0225094545108903+0.722058963359785i | -1.91001003163256-371.339666271874i | -0.000539147761718892+0.0172947982251701i | 0.0125101680010154+0.701614819714701i | -6.2998905506648-518.752029739699i | -739.293749944911-4.20287368565816i | -514.333226727492-0.590226679736622i | -199.861350140475+3.47320075495441i | -100.547303578765+0.627256431094154i | 0.0115717519141095-77.7580153192728i | -0.484998480894439-77.7437855976531i | 0.49657023280855-0.0142297216193013i | -0.0362328858666548-154.414783033134i | 0.123827813615679-397.831967806936i | 0.436938176283194-571.798118506849i | -0.484998480894439-77.7437855976531i | -2.68438141892828-154.469647029099i | 0.456540039268056-397.836491620163i | 3.25060311424717-571.787482958359i | 0.49657023280855-0.0142297216193013i | 3.14471876587017+0.0406342743469103i | 2.81200654021774+0.0451580875740193i | 0.536104855946328-1201.80288466619i | 0.00267232328882738+5.99063000763963i | 42.6 | 0.22674 | 0.77326 | 1201.803 | 5.9906 |  | 0.0191834803010191+20.4304065205854i | 42.6 | 5.9906 | 20.4304 | 4.6323
[81 empty] | 42.8 | 2.47706899536393E-06-0.0106018553001577i | 4.85303313377424E-06-0.0207709818125538i | 0.0000119935636561243-0.0513324524482122i | 0.0000167497046353179-0.071688735839161i | 0.776836146929054i | 0.776512600012382i | 0.777130948975031i | 0.777055035671497i | 0.005 | 0.01 | 0.0125 | 0.00500247706899536+0.766234291628896i | -0.005 | 0.0178338015473948-76.3286706228502i | -0.005 | 0.0150048530331338+0.755741618199828i | -0.01 | 0.034939692827549-149.54188530191i | -0.01 | 0.0225119935636561+0.725798496526819i | -0.0125 | 0.0863483554514163-369.570961332063i | -0.0125 | 0.0125167497046353+0.705366299832336i | 0.120590467606192-516.127201354507i | 0.00500247706899536+0.766234291628896i | 0.0178338015473948-76.3286706228502i | -0.0000426003759403554+0.00652514113139919i | 0.0150046400312541+0.755774243905485i | -0.463114895631981-149.545253300046i | -0.000262585209644516+0.0132262512040591i | 0.0225093677115597+0.72593075903886i | -1.8916963381916-369.604104429806i | -0.000533415400881775+0.0172027331823393i | 0.0125100820121243+0.705581333997115i | -6.23699411258729-516.32582162472i | -731.700350127724-4.13366558223396i | -509.198198706785-0.5837730013366i | -197.94589840842+3.42032022427792i | -99.5970321894161+0.618171003310518i | 0.01152675074001-77.3845854776998i | -0.48021758035501-77.370574731595i | 0.491744331095019-0.014010746104837i | -0.0351430783403668-153.653432556548i | 0.122421956292851-395.709346652376i | 0.429183492324593-568.581805230557i | -0.48021758035501-77.370574731595i | -2.65592175022898-153.707484234909i | 0.453668066514714-395.71367937738i | 3.21208565645685-568.571441669346i | 0.491744331095019-0.014010746104837i | 3.11252300298365+0.0400409322561452i | 2.78127689276174+0.044373657261217i | 0.527989121017087-1195.32916991718i | 0.00266045354454536+6.0230743407717i | 42.8 | 0.22686 | 0.77314 | 1195.3293 | 6.0231 |  | 0.0191834803010191+20.5263239220905i | 42.8 | 6.0231 | 20.5263 | 4.6567
[81 empty] | 43 | 0.0000024540800815394-0.0105525443506195i | 4.80799362913842E-06-0.0206743726052952i | 0.0000118822550886781-0.0510936968813157i | 0.0000165942557894569-0.0713552998946648i | 0.780466222381994i | 0.78014116356384i | 0.780762402007624i | 0.780686133969024i | 0.005 | 0.01 | 0.0125 | 0.00500245408008154+0.769913678031375i | -0.005 | 0.0176682915322502-75.9736535886764i | -0.005 | 0.0150048079936291+0.759466790958545i | -0.01 | 0.0346154283080821-148.846341724753i | -0.01 | 0.0225118822550887+0.729668705126308i | -0.0125 | 0.0855469829801304-367.85202681456i | -0.0125 | 0.0125165942557895+0.709330834074359i | 0.119471304646644-513.726609980571i | 0.00500245408008154+0.769913678031375i | 0.0176682915322502-75.9736535886764i | -0.0000421940011720015+0.00649396038687201i | 0.0150045970236232+0.759499260760479i | -0.458753723046805-148.849662094367i | -0.000260016049042765+0.0131614329077232i | 0.0225092820945983+0.729800319455385i | -1.8736471413427-367.884692259252i | -0.000527777185633213+0.0171116945026343i | 0.0125099970409691+0.709544730255642i | -6.17505505063303-513.922217741851i | -724.226859803555-4.06601684077105i | -504.141353599937-0.577386777743478i | -196.058096512542+3.36852800237772i | -98.660227659122+0.609261721177261i | 0.0114811502979308-77.0147715118686i | -0.475508193969169-77.0009751804625i | 0.4869893442671-0.0137963314060023i | -0.0340841286654723-152.899736060199i | 0.121038144149661-393.610465460074i | 0.421621161457795-565.403967281102i | -0.475508193969169-77.0009751804625i | -2.62792735527233-152.952991539406i | 0.45080188747844-393.614614188062i | 3.1742829680745-565.393867296564i | 0.4869893442671-0.0137963314060023i | 3.08083257087395+0.039459147801212i | 2.75106882754523+0.0436078757878446i | 0.520056327239914-1188.92894031324i | 0.002648770497195+6.05549771325101i | 43 | 0.22699 | 0.77301 | 1188.9291 | 6.0555 |  | 0.0191834803010191+20.6222413235956i | 43 | 6.0555 | 20.6223 | 4.681
[81 empty] | 43.2 | 2.43140971848926E-06-0.0105036899838736i | 4.76357822397896E-06-0.0205786579275891i | 0.000011772488892073-0.0508571520137554i | 0.0000164409609535941-0.0710249513195264i | 0.78409629783493i | 0.7837697271153i | 0.784393855040214i | 0.784317232266555i | 0.005 | 0.01 | 0.0125 | 0.00500243140971849+0.773592607851056i | -0.005 | 0.0175050749418362-75.6219237487323i | -0.005 | 0.015004763578224+0.763191069187711i | -0.01 | 0.0342956570289036-148.157238364863i | -0.01 | 0.0225117724888921+0.733536703026459i | -0.0125 | 0.0847567148969517-366.149008354832i | -0.0125 | 0.0125164409609536+0.713292280947029i | 0.118367649606702-511.348246300953i | 0.00500243140971849+0.773592607851056i | 0.0175050749418362-75.6219237487323i | -0.0000417934636280213+0.00646308002470916i | 0.0150045546109059+0.763223384587834i | -0.454454156183894-148.160512003683i | -0.000257485010706631+0.0130972618946858i | 0.022509197638785+0.733667675645406i | -1.8558573283993-366.181205360749i | -0.000522231007526883+0.0170216644587109i | 0.0125099130733595+0.713505051752763i | -6.11405364991437-511.540903366853i | -716.870698989526-3.99988265292897i | -499.161080366147-0.571068291122512i | -194.197410256715+3.31779576397474i | -97.7366356454336+0.600524301284759i | 0.0114349916591195-76.6485205297394i | -0.470868881397288-76.6349341724259i | 0.482303873056407-0.0135863573134499i | -0.0330550525168848-152.15357624554i | 0.11967599006277-391.534912575468i | 0.414245163485663-562.263887037164i | -0.470868881397288-76.6349341724259i | -2.60038788055478-152.206051243403i | 0.447942458364814-391.53888411444i | 3.13717689173626-562.254042524456i | 0.482303873056407-0.0135863573134499i | 3.04963670109432+0.0388886405509725i | 2.72137023279224+0.0428601795225808i | 0.512301092690668-1182.60089638791i | 0.00263727014924618+6.08790043006757i | 43.2 | 0.22711 | 0.77289 | 1182.601 | 6.0879 |  | 0.0191834803010191+20.7181587251007i | 43.2 | 6.0879 | 20.7182 | 4.7053
Appendix A | [80 empty] | 43.4 | 2.40905204786105E-06-0.010455285887717i | 4.71977544070736E-06-0.02048382541267i | 0.0000116642367011231-0.0506227872828745i | 0.0000162897805141082-0.0706976474312293i | 0.787726373287873i | 0.787398290666757i | 0.78802530807281i | 0.787948330564084i | 0.005 | 0.01 | 0.0125 | 0.00500240905204786+0.777271087400156i | -0.005 | 0.0173441095986052-75.273435657947i | -0.005 | 0.0150047197754407+0.766914465254087i | -0.01 | 0.033980296356451-147.474486186998i | -0.01 | 0.0225116642367011+0.737402520789936i | -0.0125 | 0.0839773469850831-364.461685915263i | -0.0125 | 0.0125162897805141+0.717250683132855i | 0.117279217285808-508.991803020404i | 0.00500240905204786+0.777271087400156i | 0.0173441095986052-75.273435657947i | -0.0000413986511361554+0.00643249567372472i | 0.015004512782185+0.766946627732456i | -0.450215034836947-147.477713971611i | -0.000254991333237611+0.0130337283167091i | 0.0225091143233687+0.737532858073103i | -1.83832191062221-364.493423473723i | -0.000516774818097231+0.0169326257397771i | 0.0125098300952879+0.717462340954602i | -6.05397070942732-509.181569598833i | -709.629358372459-3.93521977848167i | -494.255810007231-0.564817740124026i | -192.363318389656+3.26809607693131i | -96.8260078067127+0.591954585577997i | 0.0113883140662352-76.2857806769819i | -0.466298238848481-76.2723999695251i | 0.477686552914717-0.0133807074567666i | -0.0320549014494132-151.414838241373i | 0.118335112055805-389.482286060416i | 0.40704970424356-559.160865101603i | -0.466298238848481-76.2723999695251i | -2.57329326471045-151.466548087i | 0.445090673666224-389.486086947724i | 3.1007498548574-559.151268248841i | 0.477686552914717-0.0133807074567666i | 3.01892491617575+0.0383291381705534i | 2.69216935456535+0.0421300254794705i | 0.504718228916187-1176.34377008037i | 0.00262594861206753+6.12028279024134i | 43.4 | 0.22723 | 0.77277 | 1176.3439 | 6.1203 |  | 0.0191834803010191+20.8140761266058i | 43.4 | 6.1203 | 20.8141 | 4.7296
[81 empty] | 43.6 | 2.38700134535931E-06-0.0104073258657666i | 4.67657406437743E-06-0.0203898629206856i | 0.0000115574707997245-0.0503905726867986i | 0.0000161406757638581-0.0703733463304216i | 0.791356448740814i | 0.79102685421822i | 0.791656761105402i | 0.791579428861619i | 0.005 | 0.01 | 0.0125 | 0.00500238700134536+0.780949122875047i | -0.005 | 0.017185354290161-74.9281447051019i | -0.005 | 0.0150046765740644+0.770636991297534i | -0.01 | 0.0336692655480705-146.797997789588i | -0.01 | 0.0225115574707997+0.741266188418603i | -0.0125 | 0.0832086797008311-362.789843495622i | -0.0125 | 0.0125161406757639+0.721206082531197i | 0.116205729009659-506.656978482117i | 0.00500238700134536+0.780949122875047i | 0.017185354290161-74.9281447051019i | -0.0000410094542261772+0.00640220304804571i | 0.0150044715267933+0.770669002312774i | -0.446035226105343-146.801180576036i | -0.000252534274394461+0.012970822527793i | 0.0225090321280558+0.741395896643881i | -1.8210360196036-362.82113038148i | -0.000511406626789904+0.0168445614392249i | 0.012509748092929+0.721416639549187i | -5.99478752580893-506.84391322593i | -702.500396951108-3.87198648062457i | -489.424014236322-0.558635246121333i | -190.555312227385+3.21940236914655i | -95.9281016323763+0.583548537066664i | 0.0113411550140711-75.9265011114056i | -0.461794897960973-75.9133218422452i | 0.473136052975044-0.0131792691603994i | -0.0310827614143661-150.683409540486i | 0.117015133429136-387.452193403252i | 0.400029205728532-556.094219717537i | -0.461794897960973-75.9133218422452i | -2.54663372852868-150.734369185799i | 0.442247369583734-387.455829917531i | 3.06498484689271-556.084862993619i | 0.473136052975044-0.0131792691603994i | 2.98868702008937+0.0377803761526788i | 2.66345478393483+0.0414168904312905i | 0.497302732757373-1170.15632377268i | 0.00261480210231348+6.15264508696961i | 43.6 | 0.22735 | 0.77265 | 1170.1564 | 6.1526 |  | 0.0191834803010191+20.9099935281109i | 43.6 | 6.1526 | 20.91 | 4.7539
Filter and Source Harmonic Current Injection Response | [80 empty] | 43.8 | 2.36525201708115E-06-0.0103598038348155i | 4.63396313550594E-06-0.020296758533516i | 0.0000114521641031123-0.0501604787716321i | 0.0000159936088774059-0.0700520068830378i | 0.794986524193752i | 0.794655417769681i | 0.795288214137998i | 0.795210527159146i | 0.005 | 0.01 | 0.0125 | 0.00500236525201708+0.784626720358937i | -0.005 | 0.0170287687428759-74.5860070937971i | -0.005 | 0.0150046339631355+0.774358659236165i | -0.01 | 0.0333624857003285-146.127687367439i | -0.01 | 0.0225114521641031+0.745127735366366i | -0.0125 | 0.0824505180458636-361.133269040884i | -0.0125 | 0.0125159936088774+0.725158520276108i | 0.115146912451828-504.343476539007i | 0.00500236525201708+0.784626720358937i | 0.0170287687428759-74.5860070937971i | -0.0000406257660516127+0.00637219794502072i | 0.0150044308343052+0.77439052022589i | -0.441913623623292-146.130825991799i | -0.000250113110511248+0.0129085350789375i | 0.022508951032998+0.745256820717155i | -1.80399490377437-361.164113818802i | -0.000506124498975952+0.0167574550427036i | 0.0125096670526402+0.725367988464142i | -5.93648587769823-504.527636594713i | -695.48143977131-3.81014246435598i | -484.664204196167-0.552520859032888i | -188.772895288579+3.17168889686239i | -95.042680278734+0.575302235703385i | 0.0112935503264962-75.5706319781547i | -0.457357524722729-75.5576500448488i | 0.468651075049225-0.0129819333057951i | -0.0301377513449712-149.959179938273i | 0.115715682867626-385.444251239277i | 0.393178296719445-553.063286206963i | -0.457357524722729-75.5576500448488i | -2.52039976537164-150.009403969138i | 0.439413327254258-385.447729411784i | 3.02986539763197-553.054162349945i | 0.468651075049225-0.0129819333057951i | 2.95891308907588+0.0372420975589528i | 2.63521544468929+0.0407202700665386i | 0.490049778568596-1164.03734936267i | 0.00260382693845417+6.18498760777023i | 43.8 | 0.22747 | 0.77253 | 1164.0375 | 6.185 |  | 0.0191834803010191+21.005910929616i | 43.8 | 6.185 | 21.0059 | 4.7781
The chart on page 10 illustrates the predicted source harmonic current response for a 1 amp harmonic current injection applied at the harmonic filter terminals. The analysis is performed from the 1st through the 50th harmonic and provides insight into how harmonic currents injected at the filter terminals (representing harmonic current produced by VFDs and other non-linear plant loads) divide between the utility source and the harmonic filter network. The plotted quantity represents the ratio of harmonic current flowing toward the utility source to the injected harmonic current at each harmonic order. In this analysis, the injected harmonic current is fixed at 1 amp for each harmonic order evaluated. The resulting value therefore indicates how much harmonic current will flow toward the utility source for every 1 amp of harmonic current injected at the filter bus. For example: A value of 0.20 indicates that 20% of the injected harmonic current flows toward the source while approximately 80% is absorbed by the filter network. A value of 1.0 indicates no mitigation benefit, meaning essentially all injected harmonic current flows toward the source. Values greater than 1.0 indicate harmonic current magnification caused by resonance between the filter system and the utility source impedance. This behavior is important because harmonic filters do not operate as ideal current sinks. The filter capacitors interact with the utility system inductance and create resonant conditions whose frequency and damping characteristics depend on: utility short-circuit strength and X/R ratio, harmonic filter tuning, filter effective reactive power rating, damping resistor ohmic value (if present), filter topology (C-HP, Notch, HP, H-Type), and number of filter branches. | [80 empty] | 44 | 2.34379859596824E-06-0.0103127138222603i | 4.59193194312145E-06-0.0202045005497344i | 0.000011348290140683-0.049932476619005i | 0.0000158485428870234-0.0697335887029028i | 0.798616599646692i | 0.798283981321138i | 0.798919667170589i | 0.798841625456676i | 0.005 | 0.01 | 0.0125 | 0.00500234379859597+0.788303885824432i | -0.005 | 0.0168743135963474-74.2469798239288i | -0.005 | 0.0150045919319431+0.778079480771404i | -0.01 | 0.0330598796989663-145.463470675452i | -0.01 | 0.0225113482901407+0.748987190551584i | -0.0125 | 0.0817026714435394-359.491754351572i | -0.0125 | 0.012515848542887+0.729108036753773i | 0.114102501461016-502.051006428469i | 0.00500234379859597+0.788303885824432i | 0.0168743135963474-74.2469798239288i | -0.0000402474823141159+0.00634247624319078i | 0.0150043906945315+0.77811119315262i | -0.437849146814329-145.466565954392i | -0.000247727135936139+0.0128468567130689i | 0.0225088710187813+0.749115659118715i | -1.78719392502983-359.522165382079i | -0.000500926554046116+0.016671290416619i | 0.0125095869609614+0.729316427883981i | -5.87904801067623-502.232447483148i | -688.570175749663-3.74964881776074i | -479.974929225011-0.546474562760387i | -187.015582942281+3.12493071431241i | -94.1695124102089+0.567211874422534i | 0.01124553422981-75.2181243856274i | -0.45298481843055-75.205335791428i | 0.464230352660361-0.0127885941994494i | -0.0292190218070666-149.242041473287i | 0.114436394528553-383.458085081256i | 0.386491803860163-550.067416430812i | -0.45298481843055-75.205335791428i | -2.49458213197402-149.291544120258i | 0.436589275797722-383.461410706673i | 2.99537555647169-550.05851843685i | 0.464230352660361-0.0127885941994494i | 2.9295934628273+0.036714052770728i | 2.60744058155815+0.0400396781875044i | 0.482954710811459-1157.98566737098i | 0.00259301953743972+6.21731063462043i | 44 | 0.22758 | 0.77242 | 1157.9858 | 6.2173 |  | 0.0191834803010191+21.1018283311211i | 44 | 6.2173 | 21.1018 | 4.8024
[81 empty] | 44.2 | 2.32263573837083E-06-0.0102660499635991i | 4.55047001803265E-06-0.0201130774797043i | 0.0000112458230393567-0.0497065378339568i | 0.00001570544165946-0.0694180521348131i | 0.802246675099629i | 0.801912544872601i | 0.802551120203183i | 0.802472723754205i | 0.005 | 0.01 | 0.0125 | 0.00500232263573837+0.79198062513603i | -0.005 | 0.0167219503786597-73.9110206736762i | -0.005 | 0.015004550470018+0.781799467392897i | -0.01 | 0.0327613721704354-144.805264993324i | -0.01 | 0.0225112458230394+0.752844582369226i | -0.0125 | 0.0809649536191226-357.865094996523i | -0.0125 | 0.0125157054416595+0.733054671619392i | 0.113072235893795-499.779282650573i | 0.00500232263573837+0.79198062513603i | 0.0167219503786597-73.9110206736762i | -0.0000398745011903903+0.00631303390031965i | 0.015004351097512+0.781831032562399i | -0.433840740170279-144.808317724645i | -0.000245375662490029+0.0127857783601233i | 0.0225087920664145+0.752972440152827i | -1.77062855546954-357.895080441871i | -0.000495810963581249+0.0165860517970375i | 0.0125095078046147+0.733261997266855i | -5.82245662275862-499.95805897707i | -681.76435558195-3.69046795604911i | -475.354775667872-0.540496280260576i | -185.282902067508+3.07910364464849i | -93.3083720457507+0.559273755332646i | 0.0111971394226877-74.8689303821091i | -0.448675510686099-74.8563312326627i | 0.459872650108787-0.0125991494465792i | -0.0283257537117073-148.531888369641i | 0.113176908111082-381.493329059485i | 0.379964743180761-547.105978269589i | -0.448675510686099-74.8563312326627i | -2.46917183960657-148.580683518336i | 0.433775895188779-381.496507706183i | 2.96149987261834-547.097299382378i | 0.459872650108787-0.0125991494465792i | 2.90071873600364+0.0361959992490907i | 2.58011974892598+0.0393746459473566i | 0.476013037002823-1152.00012608082i | 0.0025823764114935+6.24961444409139i | 44.2 | 0.22769 | 0.77231 | 1152.0002 | 6.2496 |  | 0.0191834803010191+21.1977457326262i | 44.2 | 6.2496 | 21.1978 | 4.8266
[81 empty] | 44.4 | 2.30175822071998E-06-0.0102198064999967i | 4.50956712630854E-06-0.0200224780408099i | 0.0000111447375074657-0.0494826345331476i | 0.0000155642698734398-0.069105358238073i | 0.805876750552569i | 0.80554110842406i | 0.806182573235775i | 0.80610382205174i | 0.005 | 0.01 | 0.0125 | 0.00500230175822072+0.795656944052572i | -0.005 | 0.0165716414824262-73.5780881819721i | -0.005 | 0.0150045095671263+0.78551863038325i | -0.01 | 0.0324668894349575-144.152989091211i | -0.01 | 0.0225111447375075+0.756699938702627i | -0.0125 | 0.0802371824837885-356.25309022802i | -0.0125 | 0.0125155642698734+0.736998463813667i | 0.112055861452596-497.528024849526i | 0.00500230175822072+0.795656944052572i | 0.0165716414824262-73.5780881819721i | -0.0000395067232615572+0.00628386695148156i | 0.01500431203351+0.785550049718007i | -0.429887372553678-144.156000054369i | -0.000243058018944282+0.0127252911322836i | 0.0225087141573181+0.75682719161395i | -1.75429437424669-356.282658057842i | -0.000490775949595591+0.0165017237789809i | 0.0125094295705035+0.737204735360904i | -5.76669485041912-497.704189350001i | -675.061789732335-3.63256356819868i | -470.802365731424-0.534585878282275i | -183.574390724314+3.03418425208483i | -92.4590384102331+0.551484286055882i | 0.0111483971428869-74.523002933084i | -0.444428364427518-74.5105894332538i | 0.455576761570404-0.0124134998301447i | -0.0274571570865398-147.828616981201i | 0.111936868909383-379.54962567103i | 0.373592312032179-544.178355123614i | -0.444428364427518-74.5105894332538i | -2.44416014558724-147.876718182335i | 0.430973818969111-379.55266269085i | 2.92822337617086-544.169888824323i | 0.455576761570404-0.0124134998301447i | 2.8722797500711+0.0356877013036711i | 2.55324280001139+0.0387247211239551i | 0.469220420997909-1146.07960070893i | 0.00257189416502879+6.28189930747912i | 44.4 | 0.22781 | 0.77219 | 1146.0797 | 6.2819 |  | 0.0191834803010191+21.2936631341313i | 44.4 | 6.2819 | 21.2937 | 4.8508
[81 empty] | 44.6 | 0.0000022811609363039-0.0101739777759154i | 4.46921326296276E-06-0.0199326911528139i | 0.000011045008819145-0.0492607393333865i | 0.0000154249929978645-0.0687954687704757i | 0.809506826005506i | 0.809169671975518i | 0.809814026268373i | 0.809734920349268i | 0.005 | 0.01 | 0.0125 | 0.0050022811609363+0.799332848229591i | -0.005 | 0.0164233501415797-73.2481416314457i | -0.005 | 0.015004469213263+0.789236980822704i | -0.01 | 0.0321763594610543-143.506563196302i | -0.01 | 0.0225110450088191+0.760553286934986i | -0.0125 | 0.0795191800222414-354.655542899195i | -0.0125 | 0.0125154249929979+0.740939451578792i | 0.111053129528778-495.296957698348i | 0.0050022811609363+0.799332848229591i | 0.0164233501415797-73.2481416314457i | -0.0000391440514448825+0.00625497150720473i | 0.0150042734930058+0.78926825568024i | -0.425988036522873-143.509533152913i | -0.00024077355051671+0.0126653863193607i | 0.0225086372733139+0.76067994079818i | -1.73818706452254-354.684700895975i | -0.000485819782849439+0.016418291306095i | 0.0125093522457123+0.741144680220118i | -5.71174625512071-495.470561946248i | -668.460346499864-3.57590056606744i | -466.316356380559-0.52874317178726i | -181.889597835801+2.99014981520223i | -91.6212957906639+0.543839976207701i | 0.0110993372308794-74.180295899207i | -0.440242172994806-74.168064350012i | 0.451341510225686-0.0122315491949727i | -0.0266124699029725-147.13212573749i | 0.110715927850696-377.626625537779i | 0.367369881412107-541.28394543204i | -0.440242172994806-74.168064350012i | -2.41953854512484-147.179546216554i | 0.428183636806951-377.629526075338i | 2.89553156004152-541.275685429712i | 0.451341510225686-0.0122315491949727i | 2.84426758544758+0.0351889298698949i | 2.52679987649131+0.0380894674285022i | 0.46257267659071-1140.22299260652i | 0.00256156949168341+6.31416549093137i | 44.6 | 0.22792 | 0.77208 | 1140.2231 | 6.3142 |  | 0.0191834803010191+21.3895805356364i | 44.6 | 6.3142 | 21.3896 | 4.8751
[36 empty] | Near parallel resonance conditions (peaks in the chart), injected harmonic current can produce amplified source harmonic current levels. In these regions, the source current may exceed the injected harmonic current magnitude, producing source currents greater than 1 amp. This is not an error in the calculation. It is a real system phenomenon associated with resonant energy exchange between the source inductance and filter capacitance. This effect is one of the primary reasons damping resistors are incorporated into high-pass, C-high-pass, and H-filter harmonic filter designs. Proper damping resistor selection reduces resonance magnification, broadens attenuation bandwidth, and stabilizes filter performance across varying system conditions. The response curve therefore serves three purposes: Mitigation Assessment Identifies frequencies where harmonic current is effectively diverted into the filter network rather than propagated toward the utility source. Resonance and Magnification Assessment Identifies frequencies where filter-to-system interaction may amplify harmonic current flow toward the source, potentially resulting in IEEE 519 limits being exceeded. | [44 empty] | 44.8 | 2.26083889214489E-06-0.0101285582368091i | 4.42939864583489E-06-0.0198437059333403i | 0.0000109466127992117-0.0490408253404686i | 0.000015287577270694-0.0684883461727093i | 0.813136901458448i | 0.812798235526977i | 0.813445479300964i | 0.813366018646799i | 0.005 | 0.01 | 0.0125 | 0.00500226083889214+0.803008343221639i | -0.005 | 0.0162770404088886-72.921141031821i | -0.005 | 0.0150044293986458+0.792954529593637i | -0.01 | 0.0318897118214961-142.865908960302i | -0.01 | 0.0225109466127992+0.764404653960495i | -0.0125 | 0.0788107721838533-353.072259383664i | -0.0125 | 0.0125152875772707+0.74487767247409i | 0.11006379705058-493.0858107866i | 0.00500226083889214+0.803008343221639i | 0.0162770404088886-72.921141031821i | -0.0000387863909277648+0.00622634375166832i | 0.0150042354666912+0.792985661312395i | -0.422141747678855-142.868838654634i | -0.000238521618385153+0.0126060553843177i | 0.0225085613966153+0.764530714514338i | -1.72230241052246-353.101015148025i | -0.00048094078122819+0.016335739660677i | 0.0125092758175053+0.745081869219848i | -5.65759481033363-493.256905067115i | -661.957950158671-3.52044503584296i | -461.895438274943-0.522967928078886i | -180.228082880759+2.94697830135722i | -90.7949333970159+0.536337434011343i | 0.0110499881905577-73.8407640149124i | -0.436115759228158-73.8287108105757i | 0.447165747418715-0.0120532043367294i | -0.0257909569563178-146.44231509126i | 0.109513741519955-375.723987172937i | 0.36129298866039-538.422162209769i | -0.436115759228158-73.8287108105757i | -2.39529876347944-146.489067757891i | 0.425405896915162-375.72675617449i | 2.86341036266848-538.414102432154i | 0.447165747418715-0.0120532043367294i | 2.81667355394184+0.0346994622943611i | 2.5007813985466+0.0374684638470509i | 0.456065761414585-1134.42922848888i | 0.00255139917146617+6.34641325557084i | 44.8 | 0.22803 | 0.77197 | 1134.4293 | 6.3464 |  | 0.0191834803010191+21.4854979371415i | 44.8 | 6.3464 | 21.4855 | 4.8993
[81 empty] | 45 | 2.24078720597316E-06-0.0100835424268792i | 4.39011370966171E-06-0.0197555116934777i | 0.0000108495258085129-0.048822866138308i | 0.0000151519896784853-0.0681839535531835i | 0.816766976911389i | 0.816426799078438i | 0.817076932333556i | 0.81699711694433i | 0.005 | 0.01 | 0.0125 | 0.00500224078720597+0.80668343448451i | -0.005 | 0.016132677134169-72.5970471037602i | -0.005 | 0.0150043901137097+0.79667128738496i | -0.01 | 0.0316068776506168-142.230949427776i | -0.01 | 0.0225108495258085+0.768254066195248i | -0.0125 | 0.0781117887771752-351.503049497288i | -0.0125 | 0.0125151519896785+0.748813163391146i | 0.10908762633581-490.894318511143i | 0.00500224078720597+0.80668343448451i | 0.016132677134169-72.5970471037602i | -0.0000384336491039068+0.00619797994095149i | 0.0150041979454642+0.796702277284665i | -0.418347544033147-142.23383958722i | -0.000236301599217914+0.01254728995893i | 0.0225084865098163+0.768379539094837i | -1.70663629468929-351.531410453107i | -0.000476137308184554+0.0162540544540456i | 0.0125092002733262+0.749016339071822i | -5.60422488901935-491.062951860218i | -655.552579168878-3.46616419171428i | -457.538334743829-0.51725987065354i | -178.589415596432+2.9046483421447i | -89.9797452275255+0.52897336304066i | 0.0110003772471621-73.5043628676385i | -0.432047974597371-73.492484492743i | 0.443048351844533-0.0118783748955202i | -0.024991908796253-145.759087467659i | 0.108329972171999-373.841376755606i | 0.355357330504636-535.592432601579i | -0.432047974597371-73.492484492743i | -2.37143274842569-145.805184924684i | 0.422641108332846-373.844018977491i | 2.83184615148624-535.584567186393i | 0.443048351844533-0.0118783748955202i | 2.78948919147397+0.0342190821279824i | 2.47517805531311+0.0368613040132593i | 0.449695771127544-1128.69725969248i | 0.00254138006801202+6.37864285761474i | 45 | 0.22813 | 0.77187 | 1128.6973 | 6.3786 |  | 0.0191834803010191+21.5814153386466i | 45 | 6.3786 | 21.5814 | 4.9235
[81 empty] | 45.2 | 2.22100110329424E-06-0.01003892498689i | 4.35134910033157E-06-0.0196680979334987i | 0.0000107537247297257-0.0486068357783602i | 0.000015018197936561-0.0678822546732558i | 0.820397052364329i | 0.8200553626299i | 0.820708385366155i | 0.82062821524186i | 0.005 | 0.01 | 0.0125 | 0.00500222100110329+0.810358127377439i | -0.005 | 0.0159902259431716-72.2758212631359i | -0.005 | 0.0150043513491003+0.800387264696401i | -0.01 | 0.0313277896029484-141.601609005327i | -0.01 | 0.0225107537247297+0.772101549587795i | -0.0125 | 0.0774220633677034-349.94772642202i | -0.0125 | 0.0125150181979366+0.752745960568604i | 0.108124384949065-488.722219969773i | 0.00500222100110329+0.810358127377439i | 0.0159902259431716-72.2758212631359i | -0.0000380857355115802+0.00616987640133241i | 0.0150041609204227+0.800418114078408i | -0.414604485395877-141.604460340857i | -0.000234112884720356+0.0124890818395757i | 0.0225084125958825+0.772226440406191i | -1.69118469493031-349.975699821371i | -0.000471407771241385+0.016173221617243i | 0.0125091256007961+0.75294812583882i | -5.55162125156226-488.888440211725i | -649.242264454894-3.41302633164319i | -453.243800797612-0.511618682797678i | -176.973175691088+2.86313920986574i | -89.1755299382824+0.52174455908622i | 0.0109505304025668-73.1710488776477i | -0.428037698361461-73.1593419043939i | 0.438988228764028-0.0117069732538976i | -0.0242146407051048-145.08234721494i | 0.107164287732823-371.978467913143i | 0.34955875643656-532.794197452637i | -0.428037698361461-73.1593419043939i | -2.34793266300633-145.12780176712i | 0.419889743082041-371.980987929827i | 2.80082570710982-532.786520739203i | 0.438988228764028-0.0117069732538976i | 2.76270625106524+0.0337475789266342i | 2.44998079571603+0.0362675956105689i | 0.443458933866845-1123.02606145837i | 0.00253150912593902+6.41085454849098i | 45.2 | 0.22824 | 0.77176 | 1123.0261 | 6.4109 |  | 0.0191834803010191+21.6773327401517i | 45.2 | 6.4109 | 21.6773 | 4.9476
[81 empty] | 45.4 | 2.20147591454656E-06-0.00999470065204138i | 4.31309566931571E-06-0.0195814543386933i | 0.0000106591869535953-0.0483927087693228i | 0.000014886170469791-0.0675832139328511i | 0.824027127817265i | 0.823683926181358i | 0.824339838398743i | 0.824259313539387i | 0.005 | 0.01 | 0.0125 | 0.00500220147591455+0.814032427165224i | -0.005 | 0.0158496532171178-71.957425605715i | -0.005 | 0.0150043130956693+0.804102471842665i | -0.01 | 0.0310523818131288-140.977813431605i | -0.01 | 0.0225106591869536+0.77594712962942i | -0.0125 | 0.0767414331787999-348.406106631753i | -0.0125 | 0.0125148861704698+0.756676099606536i | 0.107173845563368-486.569258857691i | 0.00500220147591455+0.814032427165224i | 0.0158496532171178-71.957425605715i | -0.0000377425617739111+0.00614202952763573i | 0.0150041243828604+0.804133181990303i | -0.410911652783308-140.980626638224i | -0.000231954881197089+0.0124314229831544i | 0.0225083396381416+0.776071443859252i | -1.67594368195473-348.433699559691i | -0.00046675062055225+0.0160932273920536i | 0.0125090517877129+0.756877264948937i | -5.49976903412995-486.7331126415i | -643.025087748315-3.36100079513418i | -449.01062217457-0.506044010944251i | -175.378952566023+2.82243079495257i | -88.3820907169562+0.514647907139445i | 0.0109004724880501-72.8407792784175i | -0.424083836757283-72.8292403639784i | 0.434984309245334-0.0115389144390657i | -0.0234584917215551-144.412000556658i | 0.106016361790794-370.134941510961i | 0.343893262401978-530.026910894745i | -0.424083836757283-72.8292403639784i | -2.3247908785617-144.456824219156i | 0.417152238204436-370.137343722704i | 2.77033620820263-530.01941741603i | 0.434984309245334-0.0115389144390657i | 2.73631669608547+0.0332847480589682i | 2.42518081967181+0.0356869598023741i | 0.437351604959267-1117.41463224078i | 0.002521783368305+6.44304857495125i | 45.4 | 0.22834 | 0.77166 | 1117.4147 | 6.443 |  | 0.0191834803010191+21.7732501416568i | 45.4 | 6.443 | 21.7733 | 4.9718
[81 empty] | 45.6 | 2.18220707234612E-06-0.00995086424989836i | 4.27534446826998E-06-0.0194955707753111i | 0.0000105658903655943-0.0481804600671101i | 0.0000147558763939596-0.0672867963564558i | 0.827657203270206i | 0.827312489732819i | 0.827971291431337i | 0.827890411836919i | 0.005 | 0.01 | 0.0125 | 0.00500218220707235+0.817706339020308i | -0.005 | 0.0157109260728623-71.6418228922526i | -0.005 | 0.0150042753444683+0.807816918957508i | -0.01 | 0.0307805898570366-140.359489748087i | -0.01 | 0.0225105658903656+0.779790831364227i | -0.0125 | 0.0760697389956452-346.878009820143i | -0.0125 | 0.012514755876394+0.760603615480463i | 0.106235785826022-484.435183366662i | 0.00500218220707235+0.817706339020308i | 0.0157109260728623-71.6418228922526i | -0.0000374040415411053+0.00611443578162693i | 0.0150040883242606+0.807847491136416i | -0.4072681478442-140.362265505255i | -0.000229827009129043+0.0123743055031258i | 0.0225082676202743+0.779914574419258i | -1.66090941669756-346.905229199336i | -0.000462164347517134+0.0160140583223253i | 0.01250897882205+0.760803791209492i | -5.44865373744459-484.596716200975i | -636.899179992509-3.31005792289656i | -444.837614421355-0.500535467806857i | -173.806345046586+2.7825035843087i | -87.5992351605193+0.507680378489352i | 0.0108502272146772-72.5135120975935i | -0.420185322215657-72.5021379815645i | 0.431035549430334-0.0113741160290968i | -0.0227228237075653-143.747955545302i | 0.104885873578954-368.310485449516i | 0.33835698478742-527.290039947606i | -0.420185322215657-72.5021379815645i | -2.30199996802492-143.792160051852i | 0.414428997687232-368.312774089684i | 2.74036521699089-527.282724422594i | 0.431035549430334-0.0113741160290968i | 2.71031269374769+0.0328303905211556i | 2.40076956963943+0.0351190306886213i | 0.431370261873486-1111.86199304002i | 0.00251219989415741+6.47522517918028i | 45.6 | 0.22845 | 0.77155 | 1111.8621 | 6.4752 |  | 0.0191834803010191+21.8691675431619i | 45.6 | 6.4752 | 21.8692 | 4.996
[81 empty] | 45.8 | 2.16319010881533E-06-0.00990741069837418i | 4.23808674380144E-06-0.0194104372866106i | 0.0000104738133329884-0.047970065065087i | 0.0000146272854977036-0.0669929675794825i | 0.831287278723149i | 0.83094105328428i | 0.831602744463935i | 0.83152151013445i | 0.005 | 0.01 | 0.0125 | 0.00500216319010882+0.821379868024775i | -0.005 | 0.0155740123436619-71.328976533971i | -0.005 | 0.0150042380867438+0.811530615997669i | -0.01 | 0.0305123507141128-139.746566270637i | -0.01 | 0.022510473813333+0.783632679398848i | -0.0125 | 0.075406825072117-345.363258830297i | -0.0125 | 0.0125146272854977+0.764528542554967i | 0.10530998822857-482.319746086851i | 0.00500216319010882+0.821379868024775i | 0.0155740123436619-71.328976533971i | -0.000037070090434549+0.00608709169045201i | 0.0150040527362916+0.811561051456121i | -0.403673092304222-139.749305242689i | -0.000227728702764947+0.012317721665669i | 0.0225081965263054+0.783755856615505i | -1.64607814782759-345.390111425497i | -0.000457647483451079+0.0159357012455856i | 0.0125089066919546+0.764727738820537i | -5.39826121594917-482.479002373767i | -630.862719806393-3.26016901830572i | -440.723622005861-0.495092635302532i | -172.254961121968+2.74333864052042i | -86.8267751568108+0.500839027927716i | 0.010799817221407-72.189206138475i | -0.416341112604378-72.177993640412i | 0.427140929825786-0.0112124980629635i | -0.0220070204563593-143.090122017309i | 0.103772507949153-366.504794468131i | 0.332946194688024-524.583064134522i | -0.416341112604378-72.177993640412i | -2.2795526994695-143.133718828131i | 0.411720394281468-366.50697361016i | 2.71090066539512-524.575921460938i | 0.427140929825786-0.0112124980629635i | 2.68468660883893+0.0323843127582295i | 2.37673872250665+0.0345634547875399i | 0.425511499402225-1106.36718675844i | 0.00250275587617424+6.50738459890274i | 45.8 | 0.22855 | 0.77145 | 1106.3673 | 6.5074 |  | 0.0191834803010191+21.965084944667i | 45.8 | 6.5074 | 21.9651 | 5.0201
[81 empty] | 46 | 2.14442065299258E-06-0.00986433500376588i | 4.20131393239363E-06-0.0193260440890107i | 0.0000103829346922958-0.0477614995845604i | 0.0000145003682249974-0.0667016938349882i | 0.834917354176082i | 0.834569616835737i | 0.835234197496526i | 0.835152608431985i | 0.005 | 0.01 | 0.0125 | 0.00500214442065299+0.825053019172316i | -0.005 | 0.0154388805605254-71.018850578417i | -0.005 | 0.0150042013139324+0.815243572746726i | -0.01 | 0.0302476027308253-139.138972561796i | -0.01 | 0.0225103829346923+0.787472697911966i | -0.0125 | 0.0747525390405038-343.861679586315i | -0.0125 | 0.012514500368225+0.768450914596997i | 0.104396239980695-480.222703911199i | 0.00500214442065299+0.825053019172316i | 0.0154388805605254-71.018850578417i | -0.0000367406259927062+0.00605999384512093i | 0.0150040176108024+0.815273872715952i | -0.400125627427809-139.141675398345i | -0.000225659409726577+0.0122616638859532i | 0.022508126340595+0.787595314550825i | -1.63144620933531-343.888172008698i | -0.000453198598303223+0.015858143284937i | 0.0125088353857462+0.768649141388059i | -5.34857766735227-480.379726978873i | -624.913932004716-3.21130631057056i | -436.667517461191-0.489715067281949i | -170.724417693374+2.70491758190156i | -86.0645267698072+0.494120991057751i | 0.0107492641210342-71.8678209620182i | -0.412550190496801-71.856766979064i | 0.423299454617834-0.0110539829542191i | -0.0213104868394895-142.438411549417i | 0.10267595533909-364.71756995545i | 0.327657292441738-521.905475111873i | -0.412550190496801-71.856766979064i | -2.25744202989983-142.481411858863i | 0.409026771223196-364.719643519498i | 2.6819308417471-521.898500359227i | 0.423299454617834-0.0110539829542191i | 2.65943099767817+0.0319463264918351i | 2.35308018179406+0.0340198905411076i | 0.419772025062373-1100.92927757876i | 0.00249344855839083+6.53952706748652i | 46 | 0.22865 | 0.77135 | 1100.9294 | 6.5395 |  | 0.0191834803010191+22.061002346172i | 46 | 6.5395 | 22.061 | 5.0443
[81 empty] | 46.2 | 2.12589442832076E-06-0.00982163225884189i | 4.16501765548554E-06-0.0192423815683432i | 0.0000102932337371244-0.0475547398655149i | 0.0000143750956581688-0.06641294194074i | 0.838547429629022i | 0.838198180387197i | 0.838865650529119i | 0.838783706729508i | 0.005 | 0.01 | 0.0125 | 0.00500212589442832+0.82872579737018i | -0.005 | 0.0153054999341327-70.7114096956928i | -0.005 | 0.0150041650176555+0.818955798818854i | -0.01 | 0.0299862855852393-138.536639403806i | -0.01 | 0.0225102932337371+0.791310910663604i | -0.0125 | 0.0741067318239376-342.373101026593i | -0.0125 | 0.0125143750956582+0.772370764788768i | 0.103494332887944-478.143817942301i | 0.00500212589442832+0.82872579737018i | 0.0153054999341327-70.7114096956928i | -0.0000364155676187499+0.0060331388990331i | 0.0150039829398174+0.818985964513349i | -0.396624913496844-138.539306740134i | -0.000223618590627258+0.0122061247245199i | 0.0225080570478308+0.791432971910849i | -1.61701001819882-342.39923973795i | -0.000448816299424115+0.0157813718412221i | 0.0125087648919154+0.772568031936783i | -5.29958962253589-478.298650076417i | -619.051086172592-3.1634429195252i | -432.668200559368-0.484402292073724i | -169.214340330289+2.66722256333222i | -85.3123101284696+0.487523481702022i | 0.0106985885440745-71.5493168693503i | -0.408811562465022-71.5384183739422i | 0.419510151009097-0.010898495408151i | -0.0206326479910567-141.792737416305i | 0.101595911732741-362.948519766208i | 0.32248680241624-519.256776311839i | -0.408811562465022-71.5384183739422i | -2.23566109927274-141.835152160268i | 0.406348443858221-362.950491525498i | 2.65344437806656-519.249964714775i | 0.419510151009097-0.010898495408151i | 2.63453860229079+0.0315162485540594i | 2.3297860701653+0.0334880078431435i | 0.414148654701999-1095.5473503637i | 0.00248427525400992+6.57165281404338i | 46.2 | 0.22875 | 0.77125 | 1095.5474 | 6.5717 |  | 0.0191834803010191+22.1569197476771i | 46.2 | 6.5717 | 22.1569 | 5.0684
[81 empty] | 46.4 | 2.10760725021071E-06-0.0097792976409777i | 4.12918971469853E-06-0.0191594402762012i | 0.0000102046902063773-0.0473497625575909i | 0.0000142514395014248-0.0661266792866111i | 0.842177505081963i | 0.841826743938658i | 0.842497103561713i | 0.842414805027045i | 0.005 | 0.01 | 0.0125 | 0.00500210760725021+0.832398207440985i | -0.005 | 0.0151738403372918-70.4066191650342i | -0.005 | 0.0150041291897147+0.822667303662457i | -0.01 | 0.0297283402526534-137.939498772312i | -0.01 | 0.0225102046902064+0.795147341004122i | -0.0125 | 0.073469257551479-340.897355038864i | -0.0125 | 0.0125142514395014+0.776288125740434i | 0.102604063233116-476.08285340166i | 0.00500210760725021+0.832398207440985i | 0.0151738403372918-70.4066191650342i | -0.0000360948365298704+0.00600652356654442i | 0.0150039487155321+0.82269733628029i | -0.393170129305556-137.942131229751i | -0.000221605718703138+0.0121510968837702i | 0.0225079886330194+0.79526885197296i | -1.60276607212404-340.923146355662i | -0.000444499230379281+0.0157053745854489i | 0.0125086951991217+0.776484442922752i | -5.25128393581257-476.235535875823i | -613.272495291802-3.11655282195799i | -428.724597513735-0.47915381486154i | -167.724363034538+2.63023625785776i | -84.5699493190393+0.481043789405632i | 0.0106478101806851-71.2336548847589i | -0.405124258396808-71.2229089224166i | 0.415772068577494-0.0107459623422607i | -0.0199729485273247-141.153014549481i | 0.100532078615218-361.197358044122i | 0.317431368035054-516.636482597757i | -0.405124258396808-71.2229089224166i | -2.2142032247418-141.194854412551i | 0.403685701181393-361.199231630983i | 2.62543023786623-516.629829549693i | 0.415772068577494-0.0107459623422607i | 2.61000234479197+0.031093900727193i | 2.30684872222584+0.0329674875887056i | 0.408638308303632-1090.22051007612i | 0.00247523334329021+6.60376206352675i | 46.4 | 0.22885 | 0.77115 | 1090.2206 | 6.6038 |  | 0.0191834803010191+22.2528371491822i | 46.4 | 6.6038 | 22.2528 | 5.0925
[81 empty] | 46.6 | 0.0000020895550236783-0.0097373264103409i | 4.09382208720649E-06-0.0190772109263822i | 0.0000101172842728097-0.0471465447112935i | 0.0000141293720648724-0.0658428738223055i | 0.845807580534906i | 0.845455307490117i | 0.84612855659431i | 0.846045903324573i | 0.005 | 0.01 | 0.0125 | 0.00500208955502368+0.836070254124565i | -0.005 | 0.0150438722879278-70.1044448617437i | -0.005 | 0.0150040938220872+0.826378096563735i | -0.01 | 0.0294737089722669-137.347483810763i | -0.01 | 0.0225101172842728+0.798982011883016i | -0.0125 | 0.0728399734757319-339.434276396913i | -0.0125 | 0.0125141293720649+0.780203029502267i | 0.101725231661227-474.039579541317i | 0.00500208955502368+0.836070254124565i | 0.0150438722879278-70.1044448617437i | -0.0000357783557081881+0.00598014462157351i | 0.0150039149303087+0.826407997286843i | -0.389760471671072-137.35008199706i | -0.00021962027945671+0.0120965732045551i | 0.0225079210814782+0.799102977615062i | -1.58871094735706-339.459726494227i | -0.000440246069806965+0.015630139451465i | 0.0125086262961923+0.78039840624541i | -5.20364777551759-474.190152646402i | -607.576514416991-3.07061081941021i | -424.835660208814-0.473969119898188i | -166.254128011853+2.59394183901232i | -83.8372722806606+0.474679277030516i | 0.0105969478207226-70.9207967391615i | -0.401487330835239-70.9102004263517i | 0.412084278655962-0.010596312809909i | -0.0193308517999947-140.519159497364i | 0.0994841629223436-359.463805050619i | 0.312487747031135-514.044119931668i | -0.401487330835239-70.9102004263517i | -2.19306189511364-140.560434919762i | 0.401038807289729-359.465583962274i | 2.59787770446612-514.037620978719i | 0.412084278655962-0.010596312809909i | 2.58581532196961+0.0306791095891051i | 2.28426067760221+0.0324580212439003i | 0.403238005974207-1084.94788121881i | 0.00246632027151205+6.63585503682695i | 46.6 | 0.22894 | 0.77106 | 1084.948 | 6.6359 |  | 0.0191834803010191+22.3487545506873i | 46.6 | 6.6359 | 22.3488 | 5.1166
[81 empty] | 46.8 | 2.07173374105168E-06-0.00969571390812183i | 4.05890692124407E-06-0.0189956843914223i | 0.0000100309965319288-0.0469450637694265i | 0.0000140088662490159-0.0655614940453948i | 0.849437655987841i | 0.849083871041575i | 0.849760009626903i | 0.849677001622106i | 0.005 | 0.01 | 0.0125 | 0.00500207173374105+0.839741942079719i | -0.005 | 0.0149155669325752-69.8048532444515i | -0.005 | 0.0150040589069212+0.830088186650153i | -0.01 | 0.0292223352148409-136.760528805456i | -0.01 | 0.0225100309965319+0.802814945857476i | -0.0125 | 0.0722187398929277-337.9837026989i | -0.0125 | 0.012514008866249+0.784115507576711i | 0.100857643067888-472.013769557717i | 0.00500207173374105+0.839741942079719i | 0.0149155669325752-69.8048532444515i | -0.000035466049853221+0.00595399889624648i | 0.0150038815766719+0.830117956644634i | -0.38639515495903-136.76309331513i | -0.000217661770312131+0.0120425466628642i | 0.0225078543788288+0.802935371324105i | -1.57484129656564-338.00881761422i | -0.000436055530318227+0.0155556546288716i | 0.01250855817212+0.784309953259572i | -5.15666861492249-472.162272630212i | -601.961539399305-3.02559250736329i | -421.000365456529-0.468847672573577i | -164.803285450679+2.55832296383514i | -83.1141107042091+0.468427378437326i | 0.0105460193920187-70.6107048540243i | -0.397899854340332-70.6002553760973i | 0.40844587373235-0.0104494779269891i | -0.01870583918154-139.891090386541i | 0.0984518769858767-357.747586999199i | 0.307652806915674-511.47922505348i | -0.397899854340332-70.6002553760973i | -2.1722307655077-139.931811570832i | 0.398408002759674-357.74927460327i | 2.57077636978675-511.472875888629i | 0.40844587373235-0.0104494779269891i | 2.5619708000585+0.0302717063640872i | 2.2620146742847+0.0319593104348714i | 0.397944864112029-1079.72860729324i | 0.00245753354701468+6.66793195086335i | 46.8 | 0.22904 | 0.77096 | 1079.7287 | 6.6679 |  | 0.0191834803010191+22.4446719521924i | 46.8 | 6.6679 | 22.4447 | 5.1407
[81 empty] | 47 | 2.05413947974668E-06-0.00965445555480942i | 4.02443653174861E-06-0.0189148516992185i | 9.94580799122247E-06-0.0467452975587456i | 0.0000138898955297156-0.0652825089896636i | 0.853067731440782i | 0.852712434593036i | 0.853391462659493i | 0.853308099919631i | 0.005 | 0.01 | 0.0125 | 0.00500205413947975+0.843413275885973i | -0.005 | 0.0147888960303623-69.5078113427028i | -0.005 | 0.0150040244365317+0.833797582893818i | -0.01 | 0.0289741636513221-136.178569161214i | -0.01 | 0.0225099458079912+0.806646165100747i | -0.0125 | 0.0716054200653766-336.54547430727i | -0.0125 | 0.0125138898955297+0.788025590929967i | 0.100001106491021-470.005200507799i | 0.00500205413947975+0.843413275885973i | 0.0147888960303623-69.5078113427028i | -0.000035157845335844+0.00592808327957854i | 0.015003848647305+0.833827223310216i | -0.383073410623735-136.181100575902i | -0.000215729700281892+0.0119890103666105i | 0.0225077885109884+0.806766055204413i | -1.5611538467876-336.57025994419i | -0.000431926357437513+0.0154819085561672i | 0.0125084908160617+0.788219114786919i | -5.11033422345779-470.151671957194i | -596.426005655876-2.98147424575512i | -417.217714277805-0.463788921339743i | -163.371493307937+2.5233637565495i | -82.4002999342119+0.462285596251082i | 0.0104950419969654-70.3033423257197i | -0.39436092487166-70.2930369349182i | 0.404855966868626-0.0103053908014921i | -0.0180974093810799-139.268726884131i | 0.0974349384745963-356.04843589521i | 0.302923520651745-508.941345171332i | -0.39436092487166-70.2930369349182i | -2.15170365221115-139.308903801711i | 0.395793505947392-356.050035434986i | 2.54411612360462-508.935141628871i | 0.404855966868626-0.0103053908014921i | 2.53846220969868+0.0298715267788924i | 2.24010364222589+0.0314710665551923i | 0.392756091742227-1074.56185027639i | 0.00244887073930453+6.69999301867447i | 47 | 0.22913 | 0.77087 | 1074.5619 | 6.7 |  | 0.0191834803010191+22.5405893536975i | 47 | 6.7 | 22.5406 | 5.1648
[81 empty] | 47.2 | 0.0000020367684001084-0.00961354684851169i | 3.99040339613077E-06-0.0188347040297373i | 9.86170005970859E-06-0.0465472242818246i | 0.0000137724339435903-0.065005888213746i | 0.856697806893721i | 0.856340998144498i | 0.857022915692086i | 0.856939198217164i | 0.005 | 0.01 | 0.0125 | 0.00500203676840011+0.847084260045209i | -0.005 | 0.0146638319374715-69.2132867448656i | -0.005 | 0.0150039904033961+0.837506294114761i | -0.01 | 0.0287291401223933-135.601541377697i | -0.01 | 0.0225098617000597+0.810475691410261i | -0.0125 | 0.0709998801462271-335.119434290192i | -0.0125 | 0.0125137724339436+0.791933310003418i | 0.0991554350057606-468.013653227189i | 0.00500203676840011+0.847084260045209i | 0.0146638319374715-69.2132867448656i | -0.0000348536701536964+0.00590239471619215i | 0.0150038161350453+0.837535806088342i | -0.379794486762432-135.604040266488i | -0.000213823589644404+0.0119359575525075i | 0.0225077234641633+0.810595050985786i | -1.54764539744358-335.143896421979i | -0.000427857328582074+0.0154088899141147i | 0.0125084242173363+0.792125921127344i | -5.06463265823315-468.158130562437i | -590.968386982922-2.9382331307525i | -413.48673120851-0.458792299508346i | -161.958417101531+2.48904879287429i | -81.6956788737699+0.456251499707423i | 0.0104440319474859-69.9986729103182i | -0.39086965919132-69.9885089238524i | 0.401313691138806-0.0101639864658344i | -0.0175050777893349-138.651990161238i | 0.0964330703320637-354.366089380841i | 0.298296962521855-506.430037662637i | -0.39086965919132-69.9885089238524i | -2.13147452772033-138.691632558628i | 0.393195514221719-354.367603980307i | 2.51788714324216-506.423975712836i | 0.401313691138806-0.0101639864658344i | 2.51528314106979+0.0294784109238264i | 2.21852069718015+0.0309930103905519i | 0.38766898701207-1069.44679011503i | 0.00244032947722942+6.73203844950546i | 47.2 | 0.22923 | 0.77077 | 1069.4469 | 6.732 |  | 0.0191834803010191+22.6365067552026i | 47.2 | 6.732 | 22.6365 | 5.1889
[81 empty] | 47.4 | 2.01961674331602E-06-0.00957298336331795i | 3.95680015017016E-06-0.0187552327118066i | 9.77865453779028E-06-0.046350822509126i | 0.0000136564560738512-0.0647316017900547i | 0.860327882346664i | 0.859969561695952i | 0.860654368724684i | 0.860570296514691i | 0.005 | 0.01 | 0.0125 | 0.00500201961674332+0.850754898983346i | -0.005 | 0.0145403475920548-68.9212475863401i | -0.005 | 0.0150039568001502+0.841214328984145i | -0.01 | 0.0284872116089238-135.029383026299i | -0.01 | 0.0225097786545378+0.814303546215558i | -0.0125 | 0.0704019891064285-333.705428364472i | -0.0125 | 0.0125136564560739+0.795838694724636i | 0.0983204456224662-466.03891225049i | 0.00500201961674332+0.850754898983346i | 0.0145403475920548-68.9212475863401i | -0.0000345534538879722+0.0058769302050692i | 0.0150037840328808+0.84124371363517i | -0.376557647683061-135.031849946057i | -0.0002119429696321+0.0118833815830352i | 0.0225076592248415+0.814422380031388i | -1.5343128184118-333.729572637529i | -0.000423847252078562+0.0153365876193204i | 0.0125083583654229+0.796030402069878i | -5.01955225584248-466.18143210558i | -585.58719441097-2.89584696772693i | -409.806463628815-0.453857226923929i | -160.563729709311+2.45536308494145i | -81.0000898923493+0.450322722575937i | 0.010393004798468-69.6966610087861i | -0.38742519428634-69.6866358069743i | 0.397818199084808-0.0100252018118276i | -0.0169283758513068-138.040802857454i | 0.0954460007112434-352.700290585111i | 0.293770304180186-503.944869785449i | -0.38742519428634-69.6866358069743i | -2.11153751596152-138.079920262383i | 0.39061420512935-352.701723253753i | 2.49207988367793-503.938945529454i | 0.397818199084808-0.0100252018118276i | 2.49242733919504+0.0290922031186538i | 2.19725913477694+0.0305248717600375i | 0.382680933838591-1064.3826242368i | 0.00243190744721762+6.76406844889295i | 47.4 | 0.22932 | 0.77068 | 1064.3827 | 6.7641 |  | 0.0191834803010191+22.7324241567077i | 47.4 | 6.7641 | 22.7324 | 5.2129
[81 empty] | 47.6 | 2.00268082934921E-06-0.00953276074770228i | 3.92361958403112E-06-0.0186764292199882i | 9.69665360741028E-06-0.0461560711712729i | 0.0000135419370365518-0.0644596202939868i | 0.863957957799605i | 0.863598125247415i | 0.864285821757278i | 0.864201394812223i | 0.005 | 0.01 | 0.0125 | 0.00500200268082935+0.854425197051903i | -0.005 | 0.0144184164995931-68.6316625380634i | -0.005 | 0.015003923619584+0.844921696027427i | -0.01 | 0.0282483262032845-134.462032727635i | -0.01 | 0.0225096966536074+0.818129750586005i | -0.0125 | 0.0698116186638467-332.30330483991i | -0.0125 | 0.0125135419370366+0.799741774518236i | 0.0974959591877248-464.080765733572i | 0.00500200268082935+0.854425197051903i | 0.0144184164995931-68.6316625380634i | -0.0000342571276615572+0.00585168679833757i | 0.0150037523339457+0.844950954461419i | -0.373362173485126-134.464468223318i | -0.000210087382129622+0.0118312759434921i | 0.0225075957797861+0.81824806334544i | -1.52115304816276-332.327136777127i | -0.000419894966215255+0.0152649908180196i | 0.0125082932499589+0.799932586903461i | -4.9750816244438-464.221363892249i | -580.28097510025-2.85429424536968i | -406.175981115031-0.448983111523927i | -159.187111174303+2.42229206679163i | -80.3133787363626+0.444496961157739i | 0.0103419753797312-69.3972716525824i | -0.384026686809971-69.387382677054i | 0.394368662189702-0.00988897552816945i | -0.0163668504653594-137.435089046369i | 0.0944734629065672-351.050787978684i | 0.289340810879882-501.485418399685i | -0.384026686809971-69.387382677054i | -2.09188688768294-137.47369077368i | 0.388049737498597-351.052141616073i | 2.46668506805298-501.479628064633i | 0.394368662189702-0.00988897552816945i | 2.46988869940728+0.0287127517831556i | 2.17631242481524+0.0300663891730719i | 0.377789398700821-1059.36856707732i | 0.00242360239157839+6.79608321874805i | 47.6 | 0.22941 | 0.77059 | 1059.3686 | 6.7961 |  | 0.0191834803010191+22.8283415582128i | 47.6 | 6.7961 | 22.8283 | 5.237
[81 empty] | 47.8 | 1.98595705501422E-06-0.00949287472296797i | 3.89085463839519E-06-0.018598285171529i | 9.61567982249227E-06-0.0459629495515131i | 0.0000134288524672389-0.0641899147934021i | 0.867588033252544i | 0.867226688798873i | 0.867917274789865i | 0.867832493109754i | 0.005 | 0.01 | 0.0125 | 0.00500198595705501+0.858095158529576i | -0.005 | 0.0142980127186844-68.3445007953112i | -0.005 | 0.0150038908546384+0.848628403627344i | -0.01 | 0.0280124330815039-133.899430129589i | -0.01 | 0.0225096156798225+0.821954325238352i | -0.0125 | 0.0692286432144458-330.912914565052i | -0.0125 | 0.0125134288524672+0.803642578316352i | 0.0966818002882458-462.139005377816i | 0.00500198595705501+0.858095158529576i | 0.0142980127186844-68.3445007953112i | -0.0000339646240984544+0.00582666160008977i | 0.0150037210315179+0.848657536935345i | -0.370207359653213-133.901834734549i | -0.00020825637938182+0.0117796342391316i | 0.0225075331160287+0.822072121580743i | -1.50816309195153-330.936439569057i | -0.000415999338328393+0.0151940888800588i | 0.0125082288607381+0.803832504427353i | -4.93120963610268-462.277716797477i | -575.048311274804-2.81355411089616i | -402.594374813091-0.444169350791058i | -157.828248515949+2.38982158042421i | -79.6353944424427+0.438771972353983i | 0.0102909578266002-69.1004704896498i | -0.380673312540932-69.0907152416094i | 0.390964270367532-0.00975524804035115i | -0.0158200634074916-136.83477420206i | 0.0935151952837227-349.417335233319i | 0.285005837866941-499.051269697833i | -0.380673312540932-69.0907152416094i | -2.07251705601138-136.872869359412i | 0.385502252483759-349.418612633507i | 2.44169367855821-499.045609632167i | 0.390964270367532-0.00975524804035115i | 2.44766126297142+0.0283399093121527i | 2.15567420577141+0.0296173095013137i | 0.372991927569772-1054.40384962286i | 0.00241541210686166+6.82808295743662i | 47.8 | 0.2295 | 0.7705 | 1054.4039 | 6.8281 |  | 0.0191834803010191+22.9242589597179i | 47.8 | 6.8281 | 22.9243 | 5.2611
[81 empty] | 48 | 1.96944189202699E-06-0.00945332108172956i | 3.85849840070593E-06-0.0185207923233885i | 9.53571609966127E-06-0.0457714372783742i | 0.000013317178507992-0.0639224568383618i | 0.87121810870548i | 0.870855252350335i | 0.871548727822461i | 0.871463591407286i | 0.005 | 0.01 | 0.0125 | 0.00500196944189203+0.86176478762375i | -0.005 | 0.0141791108472434-68.0597320667684i | -0.005 | 0.0150038584984007+0.852334460026946i | -0.01 | 0.0277794824762319-133.341515885913i | -0.01 | 0.0225095357160997+0.825777290544087i | -0.0125 | 0.0686529397654794-329.534110874302i | -0.0125 | 0.012513317178508+0.807541134568924i | 0.0958777971575504-460.213426356244i | 0.00500196944189203+0.86176478762375i | 0.0141791108472434-68.0597320667684i | -0.0000336758772844588+0.00580185176523346i | 0.0150036901190143+0.852363469285772i | -0.367092516662668-133.343890122197i | -0.000206449523711042+0.0117284501923784i | 0.0225074712208626+0.825894575046011i | -1.49534002006591-329.55733423061i | -0.00041215926392125+0.0151238713930686i | 0.012508165187709+0.807730182961337i | -4.88792541938948-460.350285191051i | -569.887819193627-2.77360634628518i | -399.060756832812-0.439415333105564i | -156.486835547167+2.35793786237702i | -78.9659892533013+0.433145571802796i | 0.010239965609143-68.8062237707712i | -0.377364265860186-68.7965998093184i | 0.387604231469329-0.0096239614528711i | -0.0152875907796172-136.239785166526i | 0.0925709412075503-347.799691085796i | 0.280762826932303-496.642018944745i | -0.377364265860186-68.7965998093184i | -2.05342257216675-136.277382659933i | 0.382971874553837-347.800894941506i | 2.41709694768372-496.636485613744i | 0.387604231469329-0.0096239614528711i | 2.42573921285645+0.0279735319548258i | 2.13533827951019+0.0291773876647453i | 0.368286142969379-1049.48771896784i | 0.00240733444227434+6.86006785985776i | 48 | 0.22959 | 0.77041 | 1049.4878 | 6.8601 |  | 0.0191834803010191+23.020176361223i | 48 | 6.8601 | 23.0202 | 5.2851
[81 empty] | 48.2 | 1.95313188515227E-06-0.00941409568643397i | 3.82654410152284E-06-0.0184439425693401i | 9.45674570923217E-06-0.0455815143184992i | 0.0000132068917948393-0.0636572184511252i | 0.874848184158418i | 0.874483815901796i | 0.875180180855052i | 0.875094689704813i | 0.005 | 0.01 | 0.0125 | 0.00500195313188515+0.865434088471984i | -0.005 | 0.0140616860091041-67.7773265638822i | -0.005 | 0.0150038265441015+0.856039873332456i | -0.01 | 0.0275494256504899-132.788231635362i | -0.01 | 0.0225094567457092+0.829598666536553i | -0.0125 | 0.0680843878706114-328.166749536348i | -0.0125 | 0.0125132068917948+0.811437471253688i | 0.0950837815853719-458.303827241491i | 0.00500195313188515+0.865434088471984i | 0.0140616860091041-67.7773265638822i | -0.0000333908227290349+0.0057772544983725i | 0.0150036595899879+0.856068759604948i | -0.364016969597096-132.790576013997i | -0.000204666387243526+0.0116777176401223i | 0.0225074100818368+0.829715443712954i | -1.48268096612811-328.189676416414i | -0.000408373665814671+0.0150543281568207i | 0.0125081022209721+0.811625650355648i | -4.84521835222094-458.438866864715i | -564.798148157417-2.73443134550427i | -395.574259662195-0.434720439005083i | -155.162572697022+2.32662753081344i | -78.3050185361078+0.4276156320817i | 0.0101890115601424-68.5144983362988i | -0.374098759244429-68.5050032768052i | 0.384287770804571-0.0094950594936587i | -0.0147690224807478-135.650050118039i | 0.091640448968409-346.19761920613i | 0.276609303114382-494.257270226199i | -0.374098759244429-68.5050032768052i | -2.03459812132791-135.687158657232i | 0.380458712429856-346.198752112763i | 2.39288634981317-494.251860207668i | 0.384287770804571-0.0094950594936587i | 2.40411686965173+0.0276134796981852i | 2.11529860619028+0.0287463863312399i | 0.363669741162186-1044.61943788667i | 0.00239936729815129+6.8920381175201i | 48.2 | 0.22967 | 0.77033 | 1044.6195 | 6.892 |  | 0.0191834803010191+23.1160937627281i | 48.2 | 6.892 | 23.1161 | 5.3091
[81 empty] | 48.4 | 1.93702365039616E-06-0.0093751944679174i | 3.79498511098021E-06-0.0183677279371442i | 9.37875226645894E-06-0.0453931609696612i | 0.0000130979694455358-0.0633941721163935i | 0.87847825961136i | 0.878112379453251i | 0.878811633887646i | 0.878725788002343i | 0.005 | 0.01 | 0.0125 | 0.0050019370236504+0.869103065143443i | -0.005 | 0.0139457138410067-67.4972549904723i | -0.005 | 0.015003794985111+0.859744651516107i | -0.01 | 0.0273222148721762-132.239519981333i | -0.01 | 0.0225093787522665+0.833418472917985i | -0.0125 | 0.0675228695669149-326.810688703868i | -0.0125 | 0.0125130979694455+0.815331615885949i | 0.0942995888296633-456.410009935572i | 0.0050019370236504+0.869103065143443i | 0.0139457138410067-67.4972549904723i | -0.000033109397328357+0.00575286705271769i | 0.0150036294381244+0.859773415851371i | -0.360980057777216-132.241835002605i | -0.000202906551644468+0.0116274305310886i | 0.0225073496867501+0.833534747223296i | -1.4701831254483-326.833324168047i | -0.000404641493327591+0.0149854491777602i | 0.0125080399507789+0.815518934000671i | -4.80307805493619-456.543262961215i | -559.777979549513-2.69601009267751i | -392.134035600926-0.430084042355242i | -153.855166838792+2.29587757309499i | -77.652340703281+0.422180080972949i | 0.0101381079018551-68.2252616032274i | -0.370876022775699-68.2158931157667i | 0.381014130677555-0.0093684874606102i | -0.0142639617000228-135.065498540373i | 0.0907234717071769-344.610888069932i | 0.272542871544819-491.896636205843i | -0.370876022775699-68.2158931157667i | -2.0160385186438-135.102126643989i | 0.377962859971214-344.611952529406i | 2.36905359315031-491.891346186005i | 0.381014130677555-0.0093684874606102i | 2.38278868762134+0.0272596161545023i | 2.09554929935734+0.0283240756290284i | 0.359140489453828-1039.79828441938i | 0.00239150862447865+6.92399391861592i | 48.4 | 0.22976 | 0.77024 | 1039.7983 | 6.924 |  | 0.0191834803010191+23.2120111642332i | 48.4 | 6.924 | 23.212 | 5.3332
[81 empty] | 48.6 | 1.92111387325059E-06-0.00933661342399791i | 3.76381493534811E-06-0.0182921405857918i | 9.30171972303479E-06-0.0452063578539491i | 0.0000129903890476945-0.0631332907717954i | 0.882108335064302i | 0.881740943004717i | 0.88244308692024i | 0.882356886299875i | 0.005 | 0.01 | 0.0125 | 0.00500192111387325+0.872771721640304i | -0.005 | 0.0138311704799585-67.2194885325984i | -0.005 | 0.0150037638149353+0.863448802418925i | -0.01 | 0.0270978033893065-131.695324472029i | -0.01 | 0.022509301719723+0.837236729066291i | -0.0125 | 0.0669682693136767-325.465788864469i | -0.0125 | 0.0125129903890477+0.81922359552808i | 0.0935250575311479-454.53177960138i | 0.00500192111387325+0.872771721640304i | 0.0138311704799585-67.2194885325984i | -0.000032831539329469+0.00572868672902628i | 0.0150035996572387+0.86347744585257i | -0.357981134400707-131.697610625753i | -0.000201169607861466+0.0115775829232803i | 0.0225072900236444+0.837352504895524i | -1.45784375342829-325.488137864886i | -0.000400961721486524+0.0149172246637091i | 0.0125079783675291+0.819410060836376i | -4.7614943835989-454.663277905087i | -554.826025909656-2.65832414114839i | -388.739256212425-0.425505511438499i | -152.564331123272+2.26567533381875i | -77.007817135623+0.416836899789442i | 0.0100872662716147-67.9384815526108i | -0.36769530366663-67.9292373604406i | 0.377782569938245-0.00924419217014655i | -0.0137720244305837-134.486061192896i | 0.0898197673392221-343.039270834753i | 0.268561214430305-489.559737890229i | -0.36769530366663-67.9292373604406i | -1.99773870538387-134.522217193518i | 0.375484397015365-343.04026925917i | 2.34559061195948-489.554564659778i | 0.377782569938245-0.00924419217014655i | 2.36174925089153+0.0269118084525725i | 2.07608462121539+0.0279102328713736i | 0.354696223610558-1035.02355147049i | 0.00238375641946726+6.95593544809352i | 48.6 | 0.22984 | 0.77016 | 1035.0236 | 6.9559 |  | 0.0191834803010191+23.3079285657383i | 48.6 | 6.9559 | 23.3079 | 5.3572
| Info@VarStec.com | [33 empty] | 9 ¦ P a g e |  | Info@VarStec.com | [19 empty] | 10 ¦ P a g e | [23 empty] | 48.8 | 1.90539930698837E-06-0.00929834861810333i | 3.73302721369154E-06-0.0182171728028147i | 9.22563235883664E-06-0.0450210859111229i | 0.0000128841286472549-0.0628745477986038i | 0.885738410517236i | 0.885369506556172i | 0.88607453995284i | 0.885987984597403i | 0.005 | 0.01 | 0.0125 | 0.00500190539930699+0.876440061899133i | -0.005 | 0.0137180325509592-66.9439988486814i | -0.005 | 0.0150037330272137+0.867152333753357i | -0.01 | 0.0268761454059611-131.15558958109i | -0.01 | 0.0225092256323588+0.841053454041717i | -0.0125 | 0.0664204739329611-324.131912792851i | -0.0125 | 0.0125128841286473+0.823113436798799i | 0.0927600296302968-452.668944595848i | 0.00500190539930699+0.876440061899133i | 0.0137180325509592-66.9439988486814i | -0.0000325571882955265+0.00570471087456919i | 0.0150035702412722+0.86718085730773i | -0.35501956619269-131.157847346875i | -0.00019945515587609+0.0115281689814923i | 0.0225072310808+0.841168735731532i | -1.4456601640135-324.153980176187i | -0.000397333350262725+0.0148496450187328i | 0.012507917461769+0.823299057361533i | -4.72045742351696-452.798719335145i | -549.94103003925-2.6213555933983i | -385.389111793705-0.420984209967208i | -151.289784817123+2.23600850330002i | -76.3713121077173+0.411584121758711i | 0.0100364977463346-67.654126717313i | -0.364555865800693-67.6450045954053i | 0.374592363547029-0.00912212190770655i | -0.0132928390033425-133.911670081485i | 0.0889290984776283-341.482545220281i | 0.264662088163985-487.246204401581i | -0.364555865800693-67.6450045954053i | -1.97969374522214-133.947362130526i | 0.373023390174104-341.483479935441i | 2.32248955910809-487.241144851895i | 0.374592363547029-0.00912212190770655i | 2.34099326976582+0.0265699271326723i | 2.05689897806931+0.0275046422928886i | 0.350334845384605-1030.29454642066i | 0.00237610872817461+6.98786288772748i | 48.8 | 0.22993 | 0.77007 | 1030.2946 | 6.9879 |  | 0.0191834803010191+23.4038459672434i | 48.8 | 6.9879 | 23.4039 | 5.3812
[81 empty] | 49 | 1.88987677100654E-06-0.00926039617793205i | 3.70261571462505E-06-0.0181428170016628i | 9.15047477390405E-06-0.04483732639213i | 0.0000127791667372824-0.0626179170126834i | 0.889368485970177i | 0.888998070107633i | 0.889705992985428i | 0.889619082894937i | 0.005 | 0.01 | 0.0125 | 0.00500188987677101+0.880108089792245i | -0.005 | 0.0136062771550738-66.6707580598617i | -0.005 | 0.0150037026157146+0.87085525310597i | -0.01 | 0.0266571960589201-130.620260688709i | -0.01 | 0.0225091504747739+0.844868666593298i | -0.0125 | 0.065879372551862-322.808925504125i | -0.0125 | 0.0125127791667373+0.827001165882254i | 0.0920043502866902-450.821316404779i | 0.00500188987677101+0.880108089792245i | 0.0136062771550738-66.6707580598617i | -0.0000322862850720811+0.00568093688212522i | 0.0150035411842892+0.870883657790381i | -0.352094733066453-130.622490536211i | -0.000197762804463177+0.0114791829748914i | 0.0225071728467293+0.844983458423047i | -1.43362972819117-322.830716014314i | -0.000393755403835975+0.0147827008381657i | 0.0125078572241894+0.827185949642731i | -4.67995748297156-450.949398038659i | -545.121764136931-2.58508708178009i | -382.082810862388-0.416519498024229i | -150.031253146047+2.2068651064821i | -75.7426927155061+0.406419830462563i | 0.00998581286595902-67.372166170074i | -0.361456989286746-67.363163943694i | 0.371442802152704-0.0090022263800977i | -0.0128260456397563-133.342258430241i | 0.0880512323557991-339.940493392233i | 0.260843320560183-484.955672758055i | -0.361456989286746-67.363163943694i | -1.96189882065046-133.377494502666i | 0.370579893587439-339.941366640984i | 2.29974279889675-484.950723877567i | 0.371442802152704-0.0090022263800977i | 2.32051557716341+0.0262338460450633i | 2.03798691593179+0.0271070947969483i | 0.346054320142185-1025.6105907506i | 0.002368563641173+7.01977641618727i | 49 | 0.23001 | 0.76999 | 1025.6106 | 7.0198 |  | 0.0191834803010191+23.4997633687485i | 49 | 7.0198 | 23.4998 | 5.4052
[81 empty] | 49.2 | 1.87454314921675E-06-0.00922275229414644i | 3.67257433315936E-06-0.0180690657191441i | 9.07623188064647E-06-0.0446550608527806i | 0.0000126754822470847-0.0623633726556569i | 0.89299856142312i | 0.892626633659089i | 0.893337446018023i | 0.893250181192469i | 0.005 | 0.01 | 0.0125 | 0.00500187454314922+0.883775809128973i | -0.005 | 0.013495881857844-66.3997387405927i | -0.005 | 0.0150036725743332+0.874557567939945i | -0.01 | 0.0264409113949598-130.089284063202i | -0.01 | 0.0225090762318806+0.848682385165242i | -0.0125 | 0.0653448565463982-321.496694208279i | -0.0125 | 0.0125126754822471+0.830886808536812i | 0.0912578678006595-448.988709579246i | 0.00500187454314922+0.883775809128973i | 0.013495881857844-66.3997387405927i | -0.0000320187717543795+0.00565736218900173i | 0.0150035124804744+0.87458585475089i | -0.349206027794102-130.091486452373i | -0.000196092170957705+0.0114306192746659i | 0.022507115310171+0.848796691357989i | -1.42174987253413-321.518212489128i | -0.000390226929883818+0.0147163829037873i | 0.0125077976456236+0.831070763323109i | -4.63998508714744-449.115127887124i | -540.367028963261-2.54950175003098i | -378.819579660217-0.412110732934739i | -148.788467142718+2.17823349225385i | -75.1218288059835+0.401342158330701i | 0.00993522165590675-67.0925695118868i | -0.358397970027766-67.0836850552172i | 0.368333191683672-0.00888445666961575i | -0.0123712960227173-132.777760653979i | 0.0871859407496082-338.412901849818i | 0.257102808206625-482.687787661148i | -0.358397970027766-67.0836850552172i | -1.94434922951404-132.8125485529i | 0.368153949636535-338.413715795279i | 2.27734290016569-482.682946531869i | 0.368333191683672-0.00888445666961575i | 2.30031112517499+0.0259034422518859i | 2.01934311628805+0.026717387713703i | 0.341852674589423-1020.97101967683i | 0.00236111929326243+7.05167620910394i | 49.2 | 0.23009 | 0.76991 | 1020.9711 | 7.0517 |  | 0.0191834803010191+23.5956807702536i | 49.2 | 7.0517 | 23.5957 | 5.4292
[81 empty] | 49.4 | 1.85939538848156E-06-0.00918541321909889i | 3.64289708763732E-06-0.0179959116129284i | 9.00288889627035E-06-0.0444742711475756i | 0.0000125730545316371-0.0621108893862874i | 0.896628636876057i | 0.896255197210555i | 0.896968899050614i | 0.896881279489994i | 0.005 | 0.01 | 0.0125 | 0.00500185939538848+0.887443223656958i | -0.005 | 0.0133868246780301-66.1309139094687i | -0.005 | 0.0150036428970876+0.878259285597627i | -0.01 | 0.0262272483487936-129.56260684304i | -0.01 | 0.0225090028888963+0.852494627903038i | -0.0125 | 0.0648168194869924-320.195088265743i | -0.0125 | 0.0125125730545316+0.834770390103707i | 0.0905204335371553-447.170941673548i | 0.00500185939538848+0.887443223656958i | 0.0133868246780301-66.1309139094687i | -0.0000317545916556311+0.00563398427608037i | 0.0150034841241293+0.878287455519007i | -0.346352855686826-129.564782224367i | -0.000194442881028843+0.0113824723517357i | 0.022507058460086+0.852608452626555i | -1.41001807778764-320.216338863475i | -0.000386746998895455+0.0146506821791477i | 0.0125077387170454+0.834953523630946i | -4.60053097225797-447.295725773618i | -535.675653033377-2.51458323552652i | -375.59866167251-0.407757270077962i | -147.561163499203+2.15010232315988i | -74.5085929089346+0.396349285185617i | 0.00988473364856289-66.8153068606809i | -0.355378119302779-66.8065380954911i | 0.365262852951342-0.0087687651898713i | -0.011928252884784-132.218112331475i | 0.0863329998994603-336.899561316639i | 0.253438513928415-480.442201290039i | -0.355378119302779-66.8065380954911i | -1.92704038166653-132.252459692597i | 0.365745589621713-336.900318045275i | 2.25528262966311-480.437465084213i | 0.365262852951342-0.0087687651898713i | 2.28037498173307+0.0255785959323784i | 2.00096239201084+0.026335324568107i | 0.337727994591654-1016.37518179883i | 0.00235377386222657+7.08356243913511i | 49.4 | 0.23017 | 0.76983 | 1016.3752 | 7.0836 |  | 0.0191834803010191+23.6915981717587i | 49.4 | 7.0836 | 23.6916 | 5.4531
[81 empty] | 49.6 | 1.84443049709422E-06-0.00914837526558735i | 3.61357811675603E-06-0.0179233474591099i | 8.93043133542047E-06-0.0442949394236856i | 0.0000124718633613038-0.0618604422720669i | 0.900258712328998i | 0.899883760762009i | 0.900600352083213i | 0.90051237778753i | 0.005 | 0.01 | 0.0125 | 0.00500184443049709+0.891110337063411i | -0.005 | 0.0132790840766663-65.8642570202651i | -0.005 | 0.0150036135781168+0.881960413302899i | -0.01 | 0.026016164721632-129.040177019295i | -0.01 | 0.0225089304313354+0.856305412659527i | -0.0125 | 0.0642951570854914-318.903979144038i | -0.0125 | 0.0125124718633613+0.838651935515463i | 0.0897919018517439-445.36783318465i | 0.00500184443049709+0.891110337063411i | 0.0132790840766663-65.8642570202651i | -0.0000314936892762174+0.00561080066688746i | 0.0150034561096704+0.881988467306233i | -0.343534634284371-129.042325834034i | -0.000192814568461062+0.0113347367745271i | 0.0225070022856508+0.856418760027272i | -1.3984318774983-318.924966509754i | -0.000383314703509027+0.0145855898050321i | 0.0125076804295674+0.838834255388026i | -4.56158607985663-445.491011551651i | -531.046491836517-2.48031565224405i | -372.419317162888-0.403458463637418i | -146.34908442379+2.1224605654855i | -73.902860170635+0.391439436837288i | 0.00983435790384985-66.5403488402891i | -0.352396763361925-66.5316937346459i | 0.362231121265775-0.00865510564324105i | -0.0114965896129424-131.663250179422i | 0.0854921904321915-335.40026663492i | 0.249848464358576-478.218573102529i | -0.352396763361925-66.5316937346459i | -1.90996779573815-131.697164475357i | 0.363354834402811-335.400968159487i | 2.23355494566592-478.213939079428i | 0.362231121265775-0.00865510564324105i | 2.26070232739098+0.0252591902912292i | 1.98283968342036+0.0259607148575829i | 0.333678423081675-1011.82243875716i | 0.00234652556762944+7.1154352760283i | 49.6 | 0.23025 | 0.76975 | 1011.8225 | 7.1154 |  | 0.0191834803010191+23.7875155732638i | 49.6 | 7.1154 | 23.7875 | 5.4771
[81 empty] | 49.8 | 1.82964554330163E-06-0.00911163480564218i | 3.58461167667261E-06-0.0178513661498296i | 8.85884500302689E-06-0.0441170481150739i | 0.0000123718889118493-0.0616120067810094i | 0.903888787781933i | 0.90351232431347i | 0.904231805115808i | 0.904143476085058i | 0.005 | 0.01 | 0.0125 | 0.0050018296455433+0.894777152976291i | -0.005 | 0.0131726389464265-65.5997419532046i | -0.005 | 0.0150035846116767+0.88566095816364i | -0.01 | 0.0258076191603461-128.521943418523i | -0.01 | 0.022508858845003+0.860114757000734i | -0.0125 | 0.0637797671436681-317.623240375467i | -0.0125 | 0.0125123718889118+0.842531469304049i | 0.089072130018695-443.579207493101i | 0.0050018296455433+0.894777152976291i | 0.0131726389464265-65.5997419532046i | -0.0000312360102738144+0.00558780892668846i | 0.0150034284316253+0.885688897208273i | -0.340750793053545-128.524066098926i | -0.000191206874941883+0.0112874072068054i | 0.0225069467762536+0.860227631072802i | -1.38698885668355-317.643968867543i | -0.000379929157871652+0.014521097095064i | 0.0125076227744384+0.842712983017737i | -4.5231415513291-443.700807975529i | -526.478427081494-2.4466835744033i | -369.280822722813-0.399213667297558i | -145.151977502036+2.09529747970251i | -73.3045082894775+0.38661088372541i | 0.00978410302892977-66.2676665697064i | -0.349453243033863-66.2591231367265i | 0.359237346062792-0.0085434329798855i | -0.0110759898691927-131.113112027112i | 0.0846632972831213-333.914816662932i | 0.246330747610153-476.016569642403i | -0.349453243033863-66.2591231367265i | -1.89312709601417-131.146600571561i | 0.360981695007372-333.9154649253i | 2.21215299184121-476.012035145256i | 0.359237346062792-0.0085434329798855i | 2.24128845220777+0.0249451114700007i | 1.96497005448351+0.0255933738388218i | 0.329702158053011-1007.31216490215i | 0.00233937266965245+7.1472948866827i | 49.8 | 0.23033 | 0.76967 | 1007.3122 | 7.1473 |  | 0.0191834803010191+23.8834329747689i | 49.8 | 7.1473 | 23.8834 | 5.5011
Harmonic Filter Design - H - Type ¦ Enter Customer PO # ¦ | [35 empty] | Harmonic Filter Design - H - Type ¦ Enter Customer PO # ¦ | [44 empty] | 50 | 1.81503765386825E-06-0.00907518826934124i | 3.55599213819085E-06-0.0177799606909542i | 8.78811598735186E-06-0.0439405799367593i | 0.0000122731117547281-0.0613655587736405i | 0.907518863234877i | 0.907140887864928i | 0.907863258148395i | 0.907774574382591i | 0.005 | 0.01 | 0.0125 | 0.00500181503765387+0.898443674965536i | -0.005 | 0.0130674686012853-65.3373430064262i | -0.005 | 0.0150035559921382+0.889360927173974i | -0.01 | 0.0256015711372119-128.007855686059i | -0.01 | 0.0225087881159874+0.863922678211636i | -0.0125 | 0.0632705495031616-316.352747515808i | -0.0125 | 0.0125122731117547+0.846409015608951i | 0.0883609781610713-441.804890805356i | 0.00500181503765387+0.898443674965536i | 0.0130674686012853-65.3373430064262i | -0.000030981501434387+0.00556500666160517i | 0.015003401084631+0.889388752207282i | -0.338000773095335-128.009952655595i | -0.000189619449856225+0.0112404784055673i | 0.0225068919214888+0.864035082995692i | -1.37568665054039-316.373221402216i | -0.000376589497021094+0.0144571955314389i | 0.0125075657430419+0.846589730553094i | -4.48518872255847-441.92494064213i | -521.970365966936-2.41367202075276i | -366.182470835279-0.395022234887607i | -143.969595561923+2.06860261125913i | -72.7134174534288+0.381861939607652i | 0.00973397719706941-65.9972316526171i | -0.346546913345402-65.9887979492588i | 0.356280890542471-0.0084337033582574i | -0.0106661472262239-130.567636791777i | 0.0838461096182733-332.443014175484i | 0.242883511045035-473.835864352933i | -0.346546913345402-65.9887979492588i | -1.87651400941732-130.600706743597i | 0.358626173206123-332.443611049346i | 2.19107009133801-473.831426805961i | 0.356280890542471-0.0084337033582574i | 2.22212875273356+0.0246362484614674i | 1.94734868914571+0.0252331223233144i | 0.325797450634154-1002.84374697281i | 0.00233231346796897+7.1791414352091i | 50 | 0.23041 | 0.76959 | 1002.8438 | 7.1791 |  | 0.0191834803010191+23.979350376274i | 50 | 7.1791 | 23.9794 | 5.525
Driving Point Harmonic Impedance Scan Overview
Filter Performance Assessment Using expected harmonic current injections, the expected harmonic current flow into the utility network can be quickly evaluated. The calculations are based on the modeled utility short-circuit strength at the point of interconnection together with the cumulative filter capacitance and impedance characteristics of the filter network. The utility source is represented as an equivalent Thevenin impedance derived from the available short-circuit current. In a similar manner, a corresponding plot (see below) for harmonic current flow into the filter can also be developed. This curve helps identify concerns related to filter component ratings and assists in properly rating filter components when harmonic load is added to the system. | [35 empty] | A driving point harmonic impedance scan shows system impedance versus harmonic number or frequency. Impedance magnitude is plotted in ohms and is used to evaluate how the system responds to harmonic current injection. The scan provided for this project includes the filter impedance, source impedance, and total system impedance. For a 1-amp harmonic current injection, the resulting voltage is numerically equal to the impedance at that harmonic. The program uses the supplied short-circuit level and X/R ratio to create a source impedance curve. This provides a practical reference for evaluating harmonic current division, filter performance, and resonant conditions. When filter impedance is lower than source impedance, more harmonic current flows into the filter. When filter impedance is higher, more current flows into the source. When the two are approximately equal, current divides roughly 50/50. Resonant points, especially those below the filter tuning point, should be reviewed to determine whether they coincide with significant harmonic current injection. If they do, the scan may indicate a potential problem condition. Overall, the scan provides a practical approximation of system behavior, especially in industrial systems where the transformer dominates the source impedance. I need
[82 empty] | 25 | 29 | 31 | 35 | 37
[82 empty] | 20 | 2 | 2 | 2 | 1
[82 empty] | #DIV/0! | #DIV/0! | #DIV/0! | #DIV/0! | #DIV/0!
[82 empty] | #DIV/0! | #DIV/0! | #DIV/0! | #DIV/0! | #DIV/0!
[82 empty] | #DIV/0! | #DIV/0! | #DIV/0! | #DIV/0! | #DIV/0!
[82 empty] | #DIV/0! | #DIV/0! | #DIV/0! | #DIV/0! | #DIV/0! |  | #DIV/0! | #DIV/0!
[82 empty] | #DIV/0! | #DIV/0! | #DIV/0! | #DIV/0! | #DIV/0! |  | Resistor RMS Amps |  | #DIV/0!
[82 empty] | 400 | 4 | 4 | 4 | 1 |  | Total Filter RMS Amps |  | 20.3224
[82 empty] | #REF! | #REF! | #REF! | #REF! | #REF!
[82 empty] | #DIV/0! | #DIV/0! | #DIV/0! | #DIV/0! | #DIV/0! |  | #DIV/0!
| Info@VarStec.com | [33 empty] | 11 ¦ P a g e |  | Info@VarStec.com | [19 empty] | 12 ¦ P a g e
The harmonic filter design for each of the branches must ensure capacitor operating duties stay within IEEE/IEC-rated limits, including the allowable 10% continuous overvoltage. Page 2 of this spreadsheet checks four key parameters against their rated duty: % Rated Volts, % Crest Voltage, % Amps, % kVAR. If any value exceeds its limit, the cell turns red. In that case, increase the capacitor voltage rating, or decrease the resistor ohm rating. The objective is to meet the required duty without significantly exceeding the rating, which would increase cost.
This spreadsheet supports the design, tuning, and component selection of H-Type Harmonic Filters as engineered by VarStec Power Solutions.
H-Type filters differ from conventional high-pass (HP) and C-type high-pass (C-HP) harmonic filters. Their impedance profile combines characteristics of a multi-tuned, multi-branch notch filter with the damping behavior of a high-pass filter. The resistor elements provide damping between the tuned branches and are particularly useful when non-integer harmonics, interharmonics, or broad-spectrum harmonic currents may be present.
This spreadsheet provides a consistent methodology for determining the electrical parameters required for proper filter performance, including reactance, inductance, capacitor reactive power, capacitor voltage rating, harmonic current duty, voltage stress, and damping resistance.
The calculation process begins by sizing each tuned branch using the standard single-tuned notch-filter design method. For purposes of this description, a 13.8 kV, 1000 kvar filter branch is used as the example. After the components for each tuned branch are calculated, damping resistors R12, R23, and R34 are inserted between the filter branches at the load-side terminals of the tuning reactors.
The tool then performs a frequency-domain harmonic analysis using a nodal admittance matrix, also commonly referred to as the Y-bus method, to calculate filter performance, node voltages, branch currents, and component duties across the harmonic spectrum. The matrix solution is performed using matrix factorization followed by forward and backward substitution.
The tool assumes that harmonic simulations have already been performed and that the current spectrum entering the harmonic filter is known. These harmonic current values are entered in the blue-highlighted fields in Rows 24 and 25 on Page 1.
For additional information, engineering support, or custom filter designs, contact VarStec Power Solutions at info@varstec.com.
The design process begins by establishing the fundamental kvar requirement of the harmonic filter, typically based on the kvar demand of the connected load or the kvar allocation assigned to each stage of a multi-stage harmonic filter. This requirement is defined as and forms the foundation of all subsequent calculations. Using the system’s nominal line-to-line voltage , the spreadsheet determines the fundamental filter reactance, . For a notch type filter, the summation of XC and XL must sum to this value where Xeff=XL-XC. Xc and determined using the tuning point and the relationship: . With XC known, XL is computed using the relationship: Xeff=XL-XC. From there L and C are calculated.
The capacitor kvar ratings is then determined using the rated operating voltage. With kvar and reactances established, the spreadsheet computes the fundamental filter current and applies injected harmonic current data to evaluate the resulting capacitor voltage stresses, current duty, and reactive power duty. These computed values are compared against industry-standard capacitor ratings to confirm suitability for the intended application.
Taken together, these calculations define a complete, consistent, and repeatable VarStec methodology for the engineering H-type and associated notch type harmonic filters. This spreadsheet determines all critical design parameters, including reactances, inductance, kvar ratings, current loading, and voltage stress, using standardized electrical notation to provide traceability, transparency, and field-proven reliability.
This spreadsheet supports the design, tuning, and component selection of H-Type Harmonic Filters as engineered by VarStec Power Solutions.
H-Type filters differ from conventional high-pass (HP) and C-type high-pass (C-HP) harmonic filters. Their impedance profile combines characteristics of a multi-tuned, multi-branch notch filter with the damping behavior of a high-pass filter. The resistor elements provide damping between the tuned branches and are particularly useful when non-integer harmonics, interharmonics, or broad-spectrum harmonic currents may be present.
This spreadsheet provides a consistent methodology for determining the electrical parameters required for proper filter performance, including reactance, inductance, capacitor reactive power, capacitor voltage rating, harmonic current duty, voltage stress, and damping resistance.
The calculation process begins by sizing each tuned branch using the standard single-tuned notch-filter design method. For purposes of this description, a 13.8 kV, 1000 kvar filter branch is used as the example. After the components for each tuned branch are calculated, damping resistors R12, R23, and R34 are inserted between the filter branches at the load-side terminals of the tuning reactors.
The tool then performs a frequency-domain harmonic analysis using a nodal admittance matrix, also commonly referred to as the Y-bus method, to calculate filter performance, node voltages, branch currents, and component duties across the harmonic spectrum. The matrix solution is performed using matrix factorization followed by forward and backward substitution.
The tool assumes that harmonic simulations have already been performed and that the current spectrum entering the harmonic filter is known. These harmonic current values are entered in the blue-highlighted fields in Rows 24 and 25 on Page 1.
For additional information, engineering support, or custom filter designs, contact VarStec Power Solutions at info@varstec.com.
The design process begins by establishing the fundamental kvar requirement of the harmonic filter, typically based on the kvar demand of the connected load or the kvar allocation assigned to each stage of a multi-stage harmonic filter. This requirement is defined as 𝑄_𝑒𝑓𝑓 and forms the foundation of all subsequent calculations. Using the system’s nominal line-to-line voltage 𝑘𝑉_𝐿𝐿𝑆𝑌𝑆, the spreadsheet determines the fundamental filter reactance, 𝑋_𝑒𝑓𝑓. For a notch type filter, the summation of XC and XL must sum to this value where Xeff=XL-XC. Xc and determined using the tuning point and the relationship: 𝑋_𝐶=(ℎ^2/(ℎ^2−1)) 𝑋_𝑒𝑓𝑓 . With XC known, XL is computed using the relationship: Xeff=XL-XC. From there L and C are calculated.
The capacitor kvar ratings is then determined using the rated operating voltage. With kvar and reactances established, the spreadsheet computes the fundamental filter current and applies injected harmonic current data to evaluate the resulting capacitor voltage stresses, current duty, and reactive power duty. These computed values are compared against industry-standard capacitor ratings to confirm suitability for the intended application.
Taken together, these calculations define a complete, consistent, and repeatable VarStec methodology for the engineering H-type and associated notch type harmonic filters. This spreadsheet determines all critical design parameters, including reactances, inductance, kvar ratings, current loading, and voltage stress, using standardized electrical notation to provide traceability, transparency, and field-proven reliability.
(ohms) =
𝑋_𝑒𝑓𝑓= 〖〖𝑘𝑉〗_𝐿𝐿𝑆𝑌𝑆〗^2/𝑄_𝑒𝑓𝑓 (ohms) = 〖13.8〗^2/(1.0 )=190.4 (𝑜ℎ𝑚𝑠)
(ohms) = 190.4 (ohms)=199.4 (ohms)
𝑋_𝐶=(ℎ^2/(ℎ^2−1)) 𝑋_𝑒𝑓𝑓 (ohms) = (〖4.7〗^2/(〖4.7〗^2−1)) 190.4 (ohms)=199.4 (ohms)
=
𝑋_𝐿=𝑋_𝐶/ℎ^2 = 199.4/〖4.7〗^2 =9.03 𝑜ℎ𝑚𝑠
𝐼_(𝐹𝐼𝐿𝑇𝐸𝑅 𝑅𝑀𝑆 𝐶𝑈𝑅𝑅𝐸𝑁𝑇)=√(∑_(𝑛=1)^𝑛▒𝐼_𝑛^2 )
𝐼_(𝑅𝐴𝑇𝐸𝐷 𝐹𝑈𝑁𝐷𝐴𝑀𝐸𝑁𝑇𝐴𝐿)= 𝑄_𝑒𝑓𝑓/(1.73×〖𝑘𝑉〗_𝐿𝐿𝑆𝑌𝑆 )×1000=1.0/(1.73×13.8)×1000=41.88 𝑎𝑚𝑝𝑠
〖𝑄_(𝑅𝐴𝑇𝐸𝐷 𝑃𝐸𝑅 𝑃𝐻𝐴𝑆𝐸 (𝑀𝑉𝐴𝑅)) =(𝑉_(𝐶𝐴𝑃 𝑅𝐴𝑇𝐼𝑁𝐺) )^2/𝑋_𝐶 =(9.54)^2/199.47=0.456 𝑀𝑉𝐴𝑅/𝑃ℎ𝑎𝑠𝑒〗_
𝑄_𝑒𝑓𝑓=𝑂𝑢𝑡𝑝𝑢𝑡 𝑀𝑉𝐴𝑅 𝑅𝑎𝑡𝑖𝑛𝑔 𝑜𝑓 𝐹𝑖𝑙𝑡𝑒𝑟=(𝐷𝑒𝑠𝑖𝑟𝑒𝑑 3 𝑃ℎ𝑎𝑠𝑒 𝑘𝑣𝑎𝑟)/1000 =1.0 𝑀𝑉𝐴𝑅
k
k𝑉_𝐿𝐿𝑆𝑌𝑆=𝐹𝑖𝑙𝑡𝑒𝑟 𝑁𝑜𝑚𝑖𝑛𝑎𝑙 𝐿𝑖𝑛𝑒−𝑡𝑜−𝐿𝑖𝑛𝑒 𝑉𝑜𝑙𝑡𝑎𝑔𝑒 𝑅𝑎𝑡𝑖𝑛𝑔 (𝐾𝑉)=13.8 𝑘𝑉
(f)
𝐶=1/(2𝜋𝑓𝑋_𝑐 ) (f)
𝐿=𝑋_𝐿/2𝜋𝑓 (𝐻)
VLN
JXL
-JXC
5 Tuned 2940 kvar
7 Tuned 2880 kvar
11 Tuned 2847 kvar
13 Tuned 2840 kvar
Total Filter kvar output: 11507 kvar
200 Ohms 9.7 kW
100 Ohms 7 kW
80 Ohms 2.8 kW
5.85 mH 2.2 Ohms
2.98 mH 1.1 Ohms
1.21 mH 0.5 Ohms
0.86 mH 0.3 Ohms
55.1 Ohms 48.2 uF
55.12 Ohms 48.1 uF
55.07 Ohms 48.2 uF
55.08 Ohms 48.2 uF

## Notch Filter Design
[64 empty] | Source R: | 0.019183
[64 empty] | Source X: | 0.47959
[34 empty] | VarStec Power Solutions, Inc. | [29 empty] | Zmag: | 0.47997 | [5 empty] | Calculation of voltages due to injection | [9 empty] | Vcap Crest Voltage
[34 empty] | PO Box 942 | [21 empty] | SD - Standard Duty Capacitors | Harm #: | Reactor | Capacitor | Filter Impedance | source impedance | Source+Filter Impedance |  | Filter Impedance | Source Impedance | Source+Filter | [6 empty] | Reactor | Capacitor | Total Z | Vs (complex) | Vs (mag) | Vcap | Vcap at 110% V | Vcap Crest Voltage | at 110% voltage | Xc | kvar | kvar at 110% V | (In) Filter Current | (In) Filter Current | VarStec Reactor Rating
[34 empty] | Saratoga Springs, NY 12866 | Harmonic Filter Design - Notch Type ¦ Enter Customer PO # ¦ Stage 1 | [20 empty] | HD- Heavy Duty Capacitors | [6 empty] | Harm #: |  |  |  | Harm #: | Source Current |  |  | Harm # | amps | [15 empty] | R of reactor | I^2 R of reactor
[34 empty] | 518.369.7589 | [21 empty] | EXD - Extreme Duty Capacitors | 1 | 0.0107986736111111+1.07986736111111i | -26.9966840277778i | 0.0107986736111111-25.9168166666667i | 0.0191834803010191+0.479587007525479i | 0.0199174806354322+0.488613685667579i | 1 | 25.9 | 0.47997 | 0.48902 | 1 | 1.0189 | 1 | 0.018869 | 1 | 278.1241 | 0.0107986736111111+1.07986736111111i | -26.9966840277778i | 0.0107986736111111-25.9168166666667i | 3.0033718689788-7208.09248554914i | 7208.0931 | 7508.4297 | 8259.2726 | 10618.5231 | 11680.3754 | 26.9967 | 2088.2756 | 2526.8135 | 278.1241 | 278.1241 | 417.1862 | 0.010798 | 835.2685
| Harmonic Filter Design / Notch Type | [33 empty] | 📐 DESIGN VERIFICATION | [21 empty] | 1.2 | 0.0107986736111111+1.29584083333333i | -22.4972366898148i | 0.0107986736111111-21.2013958564815i | 0.0191834803010191+0.575504409030575i | 0.020277310269233+0.591542723028375i | 1.2 | 21.2 | 0.57582 | 0.59189 | 1.2 | 1.0279 | 1.2 | 0.027918 | 2 | 0 | 0.0107986736111111+2.15973472222222i | -13.4983420138889i | 0.0107986736111111-11.3386072916667i | 0 | 0 | 0 | 0 | 0 | 0 | 13.4983 | 0 | 0 | 0 | 0 | 0 | 0.010798 | 0
[57 empty] | 1.4 | 0.0107986736111111+1.51181430555556i | -19.283345734127i | 0.0107986736111111-17.7715314285714i | 0.0191834803010191+0.671421810535671i | 0.0207361078720943+0.697760395532386i | 1.4 | 17.8 | 0.6717 | 0.69807 | 1.4 | 1.0393 | 1.4 | 0.03928 | 3 | 0 | 0.0107986736111111+3.23960208333333i | -8.99889467592593i | 0.0107986736111111-5.7592925925926i | 0 | 0 | 0 | 0 | 0 | 0 | 8.9989 | 0 | 0 | 0 | 0 | 0 | 0.010798 | 0
| 📜 PROJECT DETAILS | [31 empty] | July 18, 2026 |  | Capacitor Design Ratings Versus Duty Rating | [21 empty] | 1.6 | 0.0107986736111111+1.72778777777778i | -16.8729275173611i | 0.0107986736111111-15.1451397395833i | 0.0191834803010191+0.767339212040767i | 0.0213164506433108+0.808261848868754i | 1.6 | 15.1 | 0.76758 | 0.80854 | 1.6 | 1.0534 | 1.6 | 0.053386 | 4 | 0 | 0.0107986736111111+4.31946944444445i | -6.74917100694445i | 0.0107986736111111-2.4297015625i | 0 | 0 | 0 | 0 | 0 | 0 | 6.7492 | 0 | 0 | 0 | 0 | 0 | 0.010798 | 0
[41 empty] | Design Values | [15 empty] | 1.8 | 0.0107986736111111+1.94376125i | -14.9981577932099i | 0.0107986736111111-13.0543965432099i | 0.0191834803010191+0.863256613545863i | 0.0220504923775849+0.924346718328003i | 1.8 | 13.1 | 0.86347 | 0.92461 | 1.8 | 1.0708 | 1.8 | 0.070827 | 5 | 136 | 0.0107986736111111+5.39933680555556i | -5.39933680555556i | 0.0107986736111111 | 1.46861961111111 | 1.4686 | 734.3098 | 734.3098 | 1038.4709 | 1038.4709 | 5.3993 | 99.8661 | 99.8661 | 136 | 136 | 204 | 0.010798 | 199.7223
|  |  |  | Project Name: | Enter Project Name | [17 empty] | VarStec SO #: |  | Enter SO Number | [15 empty] | At Nominal Voltage | [6 empty] | At 110% System Voltage | [8 empty] | 2 | 0.0107986736111111+2.15973472222222i | -13.4983420138889i | 0.0107986736111111-11.3386072916667i | 0.0191834803010191+0.959174015050959i | 0.0229849176205293+1.04776582786461i | 2 | 11.3 | 0.95937 | 1.048 | 2 | 1.0924 | 2 | 0.092429 | 7 | 60 | 0.0107986736111111+7.55907152777778i | -3.8566691468254i | 0.0107986736111111+3.70240238095238i | 0.647920416666666+222.144142857143i | 222.1451 | 231.4001 | 231.4001 | 327.2492 | 327.2492 | 3.8567 | 13.884 | 13.884 | 60 | 60 | 90 | 0.010798 | 38.8733
|  |  |  | Customer PO #: | Enter Customer PO # | [17 empty] | Revision #: |  | Rev 1 - | [10 empty] | Design Parameter | [13 empty] | Rated Duty | [6 empty] | 2.2 | 0.0107986736111111+2.37570819444445i | -12.2712200126263i | 0.0107986736111111-9.89551181818185i | 0.0191834803010191+1.05509141655605i | 0.0241893910591234+1.18095644930747i | 2.2 | 9.9 | 1.0553 | 1.1812 | 2.2 | 1.1193 | 2.2 | 0.11937 | 11 | 50 | 0.0107986736111111+11.8785409722222i | -2.45424400252525i | 0.0107986736111111+9.42429696969695i | 0.539933680555555+471.214848484847i | 471.2152 | 122.7122 | 122.7122 | 173.5413 | 173.5413 | 2.4542 | 6.1356 | 6.1356 | 50 | 50 | 75 | 0.010798 | 26.9953
|  |  |  | Tag #: | Enter Tag Number | [17 empty] | Stage/Branch: |  | Stage 1 | [14 empty] | % RATED VOLTS: | 75.79% | [6 empty] | 83.29% |  | 125% | [6 empty] | 2.4 | 0.0107986736111111+2.59168166666667i | -11.2486183449074i | 0.0107986736111111-8.65693667824073i | 0.0191834803010191+1.15100881806115i | 0.0257716599434514+1.32743680806988i | 2.4 | 8.7 | 1.1512 | 1.3277 | 2.4 | 1.1533 | 2.4 | 0.15337 | 13 | 0 | 0.0107986736111111+14.0382756944444i | -2.07666800213675i | 0.0107986736111111+11.9616076923076i | 0 | 0 | 0 | 0 | 0 | 0 | 2.0767 | 0 | 0 | 0 | 0 | 0 | 0.010798 | 0
[40 empty] | % CREST VOLTAGE: | 86.31% | [6 empty] | 93.85% |  | 135% | [6 empty] | 2.6 | 0.0107986736111111+2.80765513888889i | -10.3833400106838i | 0.0107986736111111-7.57568487179491i | 0.0191834803010191+1.24692621956625i | 0.0279061524158078+1.49250288823573i | 2.6 | 7.6 | 1.2471 | 1.4928 | 2.6 | 1.197 | 2.6 | 0.19705 | 17 | 0 | 0.0107986736111111+18.3577451388889i | -1.58804023692811i | 0.0107986736111111+16.7697049019608i | 0 | 0 | 0 | 0 | 0 | 0 | 1.588 | 0 | 0 | 0 | 0 | 0 | 0.010798 | 0
| 🧮 SPECIFICATION DETAILS | [38 empty] | % 60HZ AMPS: | 86.55% | [6 empty] | 93.19% |  | 135% | [6 empty] | 2.8 | 0.0107986736111111+3.02362861111111i | -9.64167286706349i | 0.0107986736111111-6.61804425595238i | 0.0191834803010191+1.34284362107134i | 0.0308921499984279+1.68453866896769i | 2.8 | 6.6 | 1.343 | 1.6848 | 2.8 | 1.2545 | 2.8 | 0.25458 | 19 | 0 | 0.0107986736111111+20.5174798611111i | -1.42087810672515i | 0.0107986736111111+19.0966017543859i | 0 | 0 | 0 | 0 | 0 | 0 | 1.4209 | 0 | 0 | 0 | 0 | 0 | 0.010798 | 0
|  | Key Filter Ratings | [37 empty] | % 60HZ KVAR: | 60.09% | [6 empty] | 72.03% |  | 135% | [6 empty] | 3 | 0.0107986736111111+3.23960208333333i | -8.99889467592593i | 0.0107986736111111-5.7592925925926i | 0.0191834803010191+1.43876102257644i | 0.0352833270415356+1.91767953816966i | 3 | 5.8 | 1.4389 | 1.918 | 3 | 1.333 | 3 | 0.33303 | 23 | 0 | 0.0107986736111111+24.8369493055556i | -1.17376887077295i | 0.0107986736111111+23.6631804347826i | 0 | 0 | 0 | 0 | 0 | 0 | 1.1738 | 0 | 0 | 0 | 0 | 0 | 0.010798 | 0
[13 empty] | kVLLsys (System Line-to-Line Voltage Rating): | 12.47 |  |  | kV | [11 empty] | Xeff Filter Effective Reactance): | 25.9168 |  |  | Ohms | [23 empty] | 3.2 | 0.0107986736111111+3.45557555555556i | -8.43646375868056i | 0.0107986736111111-4.980888203125i | 0.0191834803010191+1.53467842408153i | 0.0422123730681322+2.21779975289134i | 3.2 | 5 | 1.5348 | 2.2182 | 3.2 | 1.4453 | 3.2 | 0.44534 | 25 | 0 | 0.0107986736111111+26.9966840277778i | -1.07986736111111i | 0.0107986736111111+25.9168166666667i | 0 | 0 | 0 | 0 | 0 | 0 | 1.0799 | 0 | 0 | 0 | 0 | 0 | 0.010798 | 0
|  |  | Qeff (3-Phase Output Rating of Filter): | [10 empty] | 6000 |  |  | kvar | [17 empty] | ICAP (Fundamental Current per Capacitor): | [8 empty] | 46.354 |  |  | amps |  |  |  |  | Capacitive Reactance (per can): | 161.9801 | Ohms |  |  | 3.4 | 0.0107986736111111+3.67154902777778i | -7.94020118464053i | 0.0107986736111111-4.26865215686275i | 0.0191834803010191+1.63059582558663i | 0.0543469590714162+2.63793612843225i | 3.4 | 4.3 | 1.6307 | 2.6385 | 3.4 | 1.618 | 3.4 | 0.61811 | 29 | 0 | 0.0107986736111111+31.3161534722222i | -0.930920138888889i | 0.0107986736111111+30.3852333333333i | 0 | 0 | 0 | 0 | 0 | 0 | 0.93092 | 0 | 0 | 0 | 0 | 0 | 0.010798 | 0
|  |  | hn (Tuning Point of Filter): | [10 empty] | 5 |  |  | (harmonic number) | [11 empty] | hf : | 300 |  |  | Hz |  | I CAP FUSE (Minimum Fuse Rating): | [8 empty] | 83.4372 |  |  | amps |  |  |  |  | Capacitance (per can): | 16.3765 | µF |  |  | 3.6 | 0.0107986736111111+3.8875225i | -7.49907889660494i | 0.0107986736111111-3.61155639660494i | 0.0191834803010191+1.72651322709173i | 0.0794567485889688+3.30667480809618i | 3.6 | 3.6 | 1.7266 | 3.3076 | 3.6 | 1.9157 | 3.6 | 0.91584 | 31 | 0 | 0.0107986736111111+33.4758881944445i | -0.870860775089606i | 0.0107986736111111+32.6050274193549i | 0 | 0 | 0 | 0 | 0 | 0 | 0.87086 | 0 | 0 | 0 | 0 | 0 | 0.010798 | 0
|  |  | f (System Frequency): | [10 empty] | 60 |  |  | (HZ) | [11 empty] | IRATED FUNDAMENTAL: | 278.1241 |  |  | amps |  | VCAP FUNDAMENTAL VOLTAGE: | [8 empty] | 7.5084 |  |  | kV | [9 empty] | 3.8 | 0.0107986736111111+4.10349597222222i | -7.10439053362573i | 0.0107986736111111-3.00089456140351i | 0.0191834803010191+1.82243062859682i | 0.150125367110544+4.63707720197784i | 3.8 | 3 | 1.8225 | 4.6395 | 3.8 | 2.5456 | 3.8 | 1.546 | 35 | 0 | 0.0107986736111111+37.7953576388889i | -0.77133382936508i | 0.0107986736111111+37.0240238095238i | 0 | 0 | 0 | 0 | 0 | 0 | 0.77133 | 0 | 0 | 0 | 0 | 0 | 0.010798 | 0
[29 empty] | IFILTER RMS CURRENT: | 319.2946 |  |  | amps |  | VCAP RMS VOLTAGE: | [8 empty] | 7.5488 |  |  | kV | [9 empty] | 4 | 0.0107986736111111+4.31946944444445i | -6.74917100694445i | 0.0107986736111111-2.4297015625i | 0.0191834803010191+1.91834803010192i | 0.583100403027038+9.08126660334689i | 4 | 2.4 | 1.9184 | 9.1 | 4 | 4.7434 | 4 | 3.7453 | 37 | 0 | 0.0107986736111111+39.9550923611111i | -0.729640108858859i | 0.0107986736111111+39.2254522522522i | 0 | 0 | 0 | 0 | 0 | 0 | 0.72964 | 0 | 0 | 0 | 0 | 0 | 0.010798 | 0
[35 empty] | VCAP, PEAK CAP VOLTAGE: | [8 empty] | 12.1578 |  |  | kV | [9 empty] | 4.2 | 0.0107986736111111+4.53544291666667i | -6.42778191137566i | 0.0107986736111111-1.89233899470899i | 0.0191834803010191+2.01426543160701i | 7.13697562368256-29.5087625619677i | 4.2 | 1.9 | 2.0144 | 30.3596 | 4.2 | 15.0716 | 4.2 | 16.0431
| Expected Harmonic Current (amps) Into Line Side of Filter of Filter Branch/Stage | [33 empty] | ICAP RMS CURRENT: | [8 empty] | 319.2946 |  |  | amps | [9 empty] | 4.4 | 0.0107986736111111+4.75141638888889i | -6.13561000631313i | 0.0107986736111111-1.38419361742424i | 0.0191834803010191+2.11018283311211i | 0.160706927255777-4.01698863080712i | 4.4 | 1.4 | 2.1103 | 4.0202 | 4.4 | 1.9051 | 4.4 | 2.9043 | RMS: | 319.2946 | [5 empty] | 7548.7967 | 8295.987 | 12157.7844 | 13219.6368 |  | 2208.1613 | 2646.6992 |  |  |  |  | 1100.8594
| (n) Harmonic: | [5 empty] | 1 | 2 |  | 3 |  | 4 | 5 |  | 7 |  | 11 |  | 13 | 17 |  | 19 |  | 23 |  | 25 | 29 |  | 31 |  | 35 |  | 37 |  | QCAPACITOR (1-phase): | [8 empty] | 2208.1613 |  |  | kvar | [9 empty] | 4.6 | 0.0107986736111111+4.96738986111111i | -5.86884435386474i | 0.0107986736111111-0.90145449275363i | 0.0191834803010191+2.2061002346172i | 0.0400181718535148-1.52356017371885i | 4.6 | 0.9 | 2.2062 | 1.5241 | 4.6 | 0.69082 | 4.6 | 1.6906 | at 110% V | 343.7923
| (In) Filter current: | [5 empty] | 278.1241 | 0 |  | 0 |  | 0 | 136 |  | 60 |  | 50 |  | 0 | 0 |  | 0 |  | 0 |  | 0 | 0 |  | 0 |  | 0 |  | 0 | [23 empty] | 4.8 | 0.0107986736111111+5.18336333333333i | -5.62430917245371i | 0.0107986736111111-0.44094583912038i | 0.0191834803010191+2.3020176361223i | 0.0175960727886104-0.54524746860624i | 4.8 | 0.4 | 2.3021 | 0.54553 | 4.8 | 0.23697 | 4.8 | 1.2368
[57 empty] | 5 | 0.0107986736111111+5.39933680555556i | -5.39933680555556i | 0.0107986736111111 | 0.0191834803010191+2.3979350376274i | 0.0107980656707981+0.0000486223031774176i | 5 | 0 | 2.398 | 0.010798 | 5 | 0.004503 | 5 | 0.99995
| Capacitor Rating Details | [55 empty] | 5.2 | 0.0107986736111111+5.61531027777778i | -5.19167000534188i | 0.0107986736111111+0.4236402724359i | 0.0191834803010191+2.49385243913249i | 0.00829461761553979+0.362138989036427i | 5.2 | 0.4 | 2.4939 | 0.36223 | 5.2 | 0.14525 | 5.2 | 0.85477
VCAP RATING (Voltage Rating of Capacitor): | [13 empty] | 9.96 |  |  | kV | [10 empty] | Individual Capacitor Rating: | 612.4308 |  |  | kvar | [24 empty] | 5.4 | 0.0107986736111111+5.83128375i | -4.99938593106996i | 0.0107986736111111+0.83189781893004i | 0.0191834803010191+2.58976984063759i | 0.00732001513704636+0.629645076607886i | 5.4 | 0.8 | 2.5898 | 0.62969 | 5.4 | 0.24314 | 5.4 | 0.75687
N (Number of Capacitors Per Phase): | [13 empty] | 6 | [13 empty] | Q RATED PER PHASE: | 3674.5846 |  |  | kvar | [24 empty] | 5.6 | 0.0107986736111111+6.04725722222222i | -4.82083643353175i | 0.0107986736111111+1.22642078869047i | 0.0191834803010191+2.68568724214268i | 0.00697463290830232+0.841946234127366i | 5.6 | 1.2 | 2.6858 | 0.84198 | 5.6 | 0.3135 | 5.6 | 0.6865
[7 empty] | HD- Heavy Duty Capacitors | [20 empty] | XC: | 26.9967 |  |  | Ohms | [24 empty] | 5.8 | 0.0107986736111111+6.26323069444445i | -4.65460069444445i | 0.0107986736111111+1.60863i | 0.0191834803010191+2.78160464364778i | 0.00691048260597021+1.01921037851496i | 5.8 | 1.6 | 2.7817 | 1.0192 | 5.8 | 0.36641 | 5.8 | 0.63359
[28 empty] | Capacitor Capacitance (per phase): | 98.26 |  |  | 𝜇F/Phase | [24 empty] | 6 | 0.0107986736111111+6.47920416666667i | -4.49944733796296i | 0.0107986736111111+1.97975682870371i | 0.0191834803010191+2.87752204515288i | 0.00697671920130873+1.17283690879378i | 6 | 2 | 2.8776 | 1.1729 | 6 | 0.40758 | 6 | 0.59242
[57 empty] | 6.2 | 0.0107986736111111+6.69517763888889i | -4.35430387544803i | 0.0107986736111111+2.34087376344086i | 0.0191834803010191+2.97343944665797i | 0.00710270704644723+1.3097557315493i | 6.2 | 2.3 | 2.9735 | 1.3098 | 6.2 | 0.44048 | 6.2 | 0.55952
| Tuning Reactor | [55 empty] | 6.4 | 0.0107986736111111+6.91115111111111i | -4.21823187934028i | 0.0107986736111111+2.69291923177083i | 0.0191834803010191+3.06935684816307i | 0.00725363709483286+1.43442283820631i | 6.4 | 2.7 | 3.0694 | 1.4344 | 6.4 | 0.46733 | 6.4 | 0.53267
| X/Rratio (Tuning Reactor at System Frequency): | [12 empty] | 100 |  |  |  | XL (Inductive Reactance): | [10 empty] | 1.0799 |  |  | ohms | [24 empty] | 6.6 | 0.0107986736111111+7.12712458333333i | -4.09040667087542i | 0.0107986736111111+3.03671791245791i | 0.0191834803010191+3.16527424966816i | 0.00741184615164966+1.54983428348668i | 6.6 | 3 | 3.1653 | 1.5499 | 6.6 | 0.48963 | 6.6 | 0.51037
[13 empty] | Enter Fundamental Current Design Margin: | 1.5 |  |  | HL (Inductance): | [11 empty] | 2.8645 |  |  | mH | [24 empty] | 6.8 | 0.0107986736111111+7.34309805555556i | -3.97010059232026i | 0.0107986736111111+3.3729974632353i | 0.0191834803010191+3.26119165117326i | 0.00756830838327856+1.65807919172597i | 6.8 | 3.4 | 3.2612 | 1.6581 | 6.8 | 0.50842 | 6.8 | 0.49158
[13 empty] | Enter Harmonic Current Design Margin: | 1.5 | [42 empty] | 7 | 0.0107986736111111+7.55907152777778i | -3.8566691468254i | 0.0107986736111111+3.70240238095238i | 0.0191834803010191+3.35710905267836i | 0.00771851387583436+1.7606590665849i | 7 | 3.7 | 3.3572 | 1.7607 | 7 | 0.52445 | 7 | 0.47555
[57 empty] | 7.2 | 0.0107986736111111+7.775045i | -3.74953944830247i | 0.0107986736111111+4.02550555169753i | 0.0191834803010191+3.45302645418345i | 0.00786037298777826+1.85868104399543i | 7.2 | 4 | 3.4531 | 1.8587 | 7.2 | 0.53827 | 7.2 | 0.46173
[57 empty] | 7.4 | 0.0107986736111111+7.99101847222222i | -3.6482005442943i | 0.0107986736111111+4.34281792792792i | 0.0191834803010191+3.54894385568855i | 0.00799310931500594+1.95297956511838i | 7.4 | 4.3 | 3.549 | 1.953 | 7.4 | 0.5503 | 7.4 | 0.44971
[57 empty] | 7.6 | 0.0107986736111111+8.20699194444445i | -3.55219526681287i | 0.0107986736111111+4.65479667763158i | 0.0191834803010191+3.64486125719364i | 0.00811665742534047+2.04419560449029i | 7.6 | 4.7 | 3.6449 | 2.0442 | 7.6 | 0.56084 | 7.6 | 0.43916
[57 empty] | 7.8 | 0.0107986736111111+8.42296541666667i | -3.46111333689459i | 0.0107986736111111+4.96185207977208i | 0.0191834803010191+3.74077865869874i | 0.00823132806989665+2.1328297801241i | 7.8 | 5 | 3.7408 | 2.1328 | 7.8 | 0.57015 | 7.8 | 0.42985
[57 empty] | 8 | 0.0107986736111111+8.63893888888889i | -3.37458550347222i | 0.0107986736111111+5.26435338541667i | 0.0191834803010191+3.83669606020383i | 0.00833761950269534+2.21927886862727i | 8 | 5.3 | 3.8367 | 2.2193 | 8 | 0.57843 | 8 | 0.42157
[57 empty] | 8.2 | 0.0107986736111111+8.85491236111111i | -3.2922785399729i | 0.0107986736111111+5.56263382113821i | 0.0191834803010191+3.93261346170893i | 0.00843611059052702+2.30386147643642i | 8.2 | 5.6 | 3.9327 | 2.3039 | 8.2 | 0.58583 | 8.2 | 0.41417
[57 empty] | 8.4 | 0.0107986736111111+9.07088583333334i | -3.21389095568783i | 0.0107986736111111+5.85699487764551i | 0.0191834803010191+4.02853086321403i | 0.00852740059065225+2.38683644780276i | 8.4 | 5.9 | 4.0286 | 2.3869 | 8.4 | 0.59248 | 8.4 | 0.40752
[57 empty] | 8.6 | 0.0107986736111111+9.28685930555556i | -3.13914930555556i | 0.0107986736111111+6.14771i | 0.0191834803010191+4.12444826471912i | 0.00861207592608927+2.46841629972036i | 8.6 | 6.1 | 4.1245 | 2.4684 | 8.6 | 0.59848 | 8.6 | 0.40152
[57 empty] | 8.8 | 0.0107986736111111+9.50283277777778i | -3.06780500315657i | 0.0107986736111111+6.43502777462121i | 0.0191834803010191+4.22036566622422i | 0.00869069270783721+2.54877718420501i | 8.8 | 6.4 | 4.2204 | 2.5488 | 8.8 | 0.60392 | 8.8 | 0.39608
[57 empty] | 9 | 0.0107986736111111+9.71880625i | -2.99963155864198i | 0.0107986736111111+6.71917469135802i | 0.0191834803010191+4.31628306772931i | 0.00876376845784482+2.62806638229883i | 9 | 6.7 | 4.3163 | 2.6281 | 9 | 0.60887 | 9 | 0.39113
[57 empty] | 9.2 | 0.0107986736111111+9.93477972222222i | -2.93442217693237i | 0.0107986736111111+7.00035754528985i | 0.0191834803010191+4.41220046923441i | 0.00883177917270942+2.70640801531504i | 9.2 | 7 | 4.4122 | 2.7064 | 9.2 | 0.61339 | 9.2 | 0.38661
|  | Info@VarStec.com | [31 empty] | Rev Date: 7-18-2026 |  | Info@VarStec.com | [18 empty] | 2 ¦ P a g e |  | 9.4 | 0.0107986736111111+10.1507531944444i | -2.87198766252955i | 0.0107986736111111+7.27876553191485i | 0.0191834803010191+4.50811787073951i | 0.00889515943048904+2.78390744951758i | 9.4 | 7.3 | 4.5082 | 2.7839 | 9.4 | 0.61753 | 9.4 | 0.38247
[57 empty] | 9.6 | 0.0107986736111111+10.3667266666667i | -2.81215458622685i | 0.0107986736111111+7.55457208043985i | 0.0191834803010191+4.6040352722446i | 0.00895430416602128+2.86065473037612i | 9.6 | 7.6 | 4.6041 | 2.8607 | 9.6 | 0.62133 | 9.6 | 0.37867
[57 empty] | 9.8 | 0.0107986736111111+10.5827001388889i | -2.75476367630386i | 0.0107986736111111+7.82793646258504i | 0.0191834803010191+4.6999526737497i | 0.00900957129238013+2.93672728718319i | 9.8 | 7.8 | 4.7 | 2.9367 | 9.8 | 0.62484 | 9.8 | 0.37516
[57 empty] | 10 | 0.0107986736111111+10.7986736111111i | -2.69966840277778i | 0.0107986736111111+8.09900520833332i | 0.0191834803010191+4.79587007525479i | 0.00906128467977068+3.0121920828582i | 10 | 8.1 | 4.7959 | 3.0122 | 10 | 0.62808 | 10 | 0.37192
[57 empty] | 10.2 | 0.0107986736111111+11.0146470833333i | -2.64673372821351i | 0.0107986736111111+8.36791335511979i | 0.0191834803010191+4.89178747675989i | 0.00910973720611348+3.08710733745751i | 10.2 | 8.4 | 4.8918 | 3.0871 | 10.2 | 0.63108 | 10.2 | 0.36892
[57 empty] | 10.4 | 0.0107986736111111+11.2306205555556i | -2.59583500267094i | 0.0107986736111111+8.63478555288466i | 0.0191834803010191+4.98770487826499i | 0.00915519371742916+3.16152392096375i | 10.4 | 8.6 | 4.9877 | 3.1615 | 10.4 | 0.63386 | 10.4 | 0.36614
| Harmonic Filter Design - Notch Type ¦ Enter Customer PO # ¦ Stage 1 | [33 empty] | Harmonic Filter Design - Notch Type ¦ Enter Customer PO # ¦ Stage 1 | [21 empty] | 10.6 | 0.0107986736111111+11.4465940277778i | -2.54685698375262i | 0.0107986736111111+8.89973704402518i | 0.0191834803010191+5.08362227977008i | 0.00919789381163777+3.23548648718749i | 10.6 | 8.9 | 5.0837 | 3.2355 | 10.6 | 0.63645 | 10.6 | 0.36355
[57 empty] | 10.8 | 0.0107986736111111+11.6625675i | -2.49969296553498i | 0.0107986736111111+9.16287453446502i | 0.0191834803010191+5.17953968127518i | 0.00923805440512714+3.3090344033119i | 10.8 | 9.2 | 5.1796 | 3.309 | 10.8 | 0.63886 | 10.8 | 0.36114
| Table of Currents and Voltages | [33 empty] | 📐 SIMPLIFIED ONE-LINE DIAGRAM | [21 empty] | 11 | 0.0107986736111111+11.8785409722222i | -2.45424400252525i | 0.0107986736111111+9.42429696969695i | 0.0191834803010191+5.27545708278027i | 0.00927587206876232+3.38220251685881i | 11 | 9.4 | 5.2755 | 3.3822 | 11 | 0.64112 | 11 | 0.35888
[16 empty] | IREACTOR CURRENT (amps) | [40 empty] | 11.2 | 0.0107986736111111+12.0945144444444i | -2.41041821676587i | 0.0107986736111111+9.68409622767853i | 0.0191834803010191+5.37137448428537i | 0.00931152513589808+3.45502179236538i | 11.2 | 9.7 | 5.3714 | 3.455 | 11.2 | 0.64323 | 11.2 | 0.35677
[6 empty] | (In) Filter Current (amps): |  |  |  |  | VCAP Voltage (volts) | [23 empty] | 12.47kV, 60Hz High-Pass Filter, Wye-Connected | [21 empty] | 11.4 | 0.0107986736111111+12.3104879166667i | -2.36813017787524i | 0.0107986736111111+9.94235773879146i | 0.0191834803010191+5.46729188579046i | 0.0093451755937821+3.52751984292737i | 11.4 | 9.9 | 5.4673 | 3.5275 | 11.4 | 0.6452 | 11.4 | 0.3548
| Harmonic #: (n) | [19 empty] | Voltage Distortion* | [13 empty] | 6,000 Kvar 3-Phase, 5.0 Tuning | [21 empty] | 11.6 | 0.0107986736111111+12.5264613888889i | -2.32730034722222i | 0.0107986736111111+10.1991610416667i | 0.0191834803010191+5.56320928729556i | 0.00937697077419656+3.59972137635959i | 11.6 | 10.2 | 5.5632 | 3.5997 | 11.6 | 0.64706 | 11.6 | 0.35294
[57 empty] | 11.8 | 0.0107986736111111+12.7424348611111i | -2.28785457862524i | 0.0107986736111111+10.4545802824859i | 0.0191834803010191+5.65912668880066i | 0.0094070448610125+3.67164857159032i | 11.8 | 10.5 | 5.6592 | 3.6717 | 11.8 | 0.6488 | 11.8 | 0.3512
| 1 |  |  |  |  | 278.1241 |  |  |  |  | 7508.4297 |  |  |  |  | 278.1241 |  |  |  |  | 100% | [23 empty] | Fundamental amps 278.1 amps/phase | [11 empty] | 12 | 0.0107986736111111+12.9584083333333i | -2.24972366898148i | 0.0107986736111111+10.7086846643518i | 0.0191834803010191+5.75504409030575i | 0.00943552023256953+3.74332139772214i | 12 | 10.7 | 5.7551 | 3.7433 | 12 | 0.65044 | 12 | 0.34956
| 2 |  |  |  |  | 0 |  |  |  |  | 0 |  |  |  |  | 0 |  |  |  |  | 0% | [23 empty] | RMS Current 319.29 amps/phase | [11 empty] | 12.2 | 0.0107986736111111+13.1743818055556i | -2.21284295309654i | 0.0107986736111111+10.9615388524591i | 0.0191834803010191+5.85096149181085i | 0.00946250865614402+3.81475788572008i | 12.2 | 11 | 5.851 | 3.8148 | 12.2 | 0.65199 | 12.2 | 0.34801
| 3 |  |  |  |  | 0 |  |  |  |  | 0 |  |  |  |  | 0 |  |  |  |  | 0% | [35 empty] | 12.4 | 0.0107986736111111+13.3903552777778i | -2.17715193772401i | 0.0107986736111111+11.2132033400538i | 0.0191834803010191+5.94687889331594i | 0.00948811235062695+3.88597436075535i | 12.4 | 11.2 | 5.9469 | 3.886 | 12.4 | 0.65345 | 12.4 | 0.34655
| 4 |  |  |  |  | 0 |  |  |  |  | 0 |  |  |  |  | 0 |  |  |  |  | 0% | [23 empty] | Reactor: 1.08 ohms, 2.86 mH | [11 empty] | 12.6 | 0.0107986736111111+13.60632875i | -2.14259397045855i | 0.0107986736111111+11.4637347795414i | 0.0191834803010191+6.04279629482104i | 0.0095124249321766+3.95698564171388i | 12.6 | 11.5 | 6.0428 | 3.957 | 12.6 | 0.65483 | 12.6 | 0.34518
| 5 |  |  |  |  | 136 |  |  |  |  | 734.3098 |  |  |  |  | 136 |  |  |  |  | 0.02037% | [23 empty] | I1= 278.1 amps nominal | [11 empty] | 12.8 | 0.0107986736111111+13.8223022222222i | -2.10911593967014i | 0.0107986736111111+11.7131862825521i | 0.0191834803010191+6.13871369632614i | 0.00953553225618294+4.02780521317337i | 12.8 | 11.7 | 6.1387 | 4.0278 | 12.8 | 0.65613 | 12.8 | 0.34387
| 7 |  |  |  |  | 60 |  |  |  |  | 231.4001 |  |  |  |  | 60 |  |  |  |  | 3.082% | [35 empty] | 13 | 0.0107986736111111+14.0382756944444i | -2.07666800213675i | 0.0107986736111111+11.9616076923076i | 0.0191834803010191+6.23463109783123i | 0.00955751316748581+4.0984453741958i | 13 | 12 | 6.2347 | 4.0985 | 13 | 0.65737 | 13 | 0.34263
| 11 |  |  |  |  | 50 |  |  |  |  | 122.7122 |  |  |  |  | 50 |  |  |  |  | 6.537% | [35 empty] | 13.2 | 0.0107986736111111+14.2542491666667i | -2.04520333543771i | 0.0107986736111111+12.209045831229i | 0.0191834803010191+6.33054849933633i | 0.00957844016946834+4.16891736751305i | 13.2 | 12.2 | 6.3306 | 4.1689 | 13.2 | 0.65854 | 13.2 | 0.34146
| 13 |  |  |  |  | 0 |  |  |  |  | 0 |  |  |  |  | 0 |  |  |  |  | 0% | [35 empty] | 13.4 | 0.0107986736111111+14.4702226388889i | -2.01467791252073i | 0.0107986736111111+12.4555447263682i | 0.0191834803010191+6.42646590084142i | 0.0095983800214292+4.23923149206511i | 13.4 | 12.5 | 6.4265 | 4.2392 | 13.4 | 0.65965 | 13.4 | 0.34035
| 17 |  |  |  |  | 0 |  |  |  |  | 0 |  |  |  |  | 0 |  |  |  |  | 0% | [35 empty] | 13.6 | 0.0107986736111111+14.6861961111111i | -1.98505029616013i | 0.0107986736111111+12.701145814951i | 0.0191834803010191+6.52238330234652i | 0.00961739427253972+4.30939720135029i | 13.6 | 12.7 | 6.5224 | 4.3094 | 13.6 | 0.66071 | 13.6 | 0.33929
| 19 |  |  |  |  | 0 |  |  |  |  | 0 |  |  |  |  | 0 |  |  |  |  | 0% | [23 empty] | Capacitor Fuse: 83 (Minimum Amps) | [11 empty] | 13.8 | 0.0107986736111111+14.9021695833333i | -1.95628145128825i | 0.0107986736111111+12.9458881320451i | 0.0191834803010191+6.61830070385161i | 0.00963553973969978+4.37942318963843i | 13.8 | 12.9 | 6.6183 | 4.3794 | 13.8 | 0.66171 | 13.8 | 0.33829
| 23 |  |  |  |  | 0 |  |  |  |  | 0 |  |  |  |  | 0 |  |  |  |  | 0% | [35 empty] | 14 | 0.0107986736111111+15.1181430555556i | -1.9283345734127i | 0.0107986736111111+13.1898084821429i | 0.0191834803010191+6.71421810535671i | 0.00965286893573197+4.44931746776651i | 14 | 13.2 | 6.7142 | 4.4493 | 14 | 0.66267 | 14 | 0.33733
| 25 |  |  |  |  | 0 |  |  |  |  | 0 |  |  |  |  | 0 |  |  |  |  | 0% | [35 empty] | 14.2 | 0.0107986736111111+15.3341165277778i | -1.90117493153365i | 0.0107986736111111+13.4329415962442i | 0.0191834803010191+6.81013550686181i | 0.00966943045357517+4.51908742996177i | 14.2 | 13.4 | 6.8102 | 4.5191 | 14.2 | 0.66358 | 14.2 | 0.33642
| 29 |  |  |  |  | 0 |  |  |  |  | 0 |  |  |  |  | 0 |  |  |  |  | 0% | [23 empty] | Capacitor: Qty(18), 612 kvar, 9.96 kV, 16.38 µF/Can | [11 empty] | 14.4 | 0.0107986736111111+15.55009i | -1.87476972415124i | 0.0107986736111111+13.6753202758488i | 0.0191834803010191+6.9060529083669i | 0.00968526931145561+4.58873991291296i | 14.4 | 13.7 | 6.9061 | 4.5888 | 14.4 | 0.66445 | 14.4 | 0.33555
| 31 |  |  |  |  | 0 |  |  |  |  | 0 |  |  |  |  | 0 |  |  |  |  | 0% | [35 empty] | 14.6 | 0.0107986736111111+15.7660634722222i | -1.84908794710807i | 0.0107986736111111+13.9169755251141i | 0.0191834803010191+7.001970309872i | 0.0097004272634132+4.6582812481234i | 14.6 | 13.9 | 7.002 | 4.6583 | 14.6 | 0.66528 | 14.6 | 0.33472
| 35 |  |  |  |  | 0 |  |  |  |  | 0 |  |  |  |  | 0 |  |  |  |  | 0% | [35 empty] | 14.8 | 0.0107986736111111+15.9820369444444i | -1.82410027214715i | 0.0107986736111111+14.1579366722973i | 0.0191834803010191+7.09788771137709i | 0.00971494307903407+4.72771730842458i | 14.8 | 14.2 | 7.0979 | 4.7277 | 14.8 | 0.66607 | 14.8 | 0.33393
| 37 |  |  |  |  | 0 |  |  |  |  | 0 |  |  |  |  | 0 |  |  |  |  | 0% | [35 empty] | 15 | 0.0107986736111111+16.1980104166667i | -1.79977893518519i | 0.0107986736111111+14.3982314814815i | 0.0191834803010191+7.19380511288219i | 0.00972885279577891+4.79705354939976i | 15 | 14.4 | 7.1938 | 4.7971 | 15 | 0.66683 | 15 | 0.33317
[5 empty] | RMS | 319.2946 |  |  |  |  | 7548.7967 |  |  |  |  | 319.2946 |  |  |  |  | 7.227% | [35 empty] | 15.2 | 0.0107986736111111+16.4139838888889i | -1.77609763340643i | 0.0107986736111111+14.6378862554825i | 0.0191834803010191+7.28972251438729i | 0.0097421899468942+4.86629504635954i | 15.2 | 14.6 | 7.2897 | 4.8663 | 15.2 | 0.66755 | 15.2 | 0.33245
| * Voltage distortion at filter incoming based on specified harmonic currents in rows 24 and 25 of page 1. | [55 empty] | 15.4 | 0.0107986736111111+16.6299573611111i | -1.75303143037518i | 0.0107986736111111+14.8769259307359i | 0.0191834803010191+7.38563991589238i | 0.00975498576753942+4.93544652741816i | 15.4 | 14.9 | 7.3857 | 4.9355 | 15.4 | 0.66825 | 15.4 | 0.33175
[57 empty] | 15.6 | 0.0107986736111111+16.8459308333333i | -1.73055666844729i | 0.0107986736111111+15.115374164886i | 0.0191834803010191+7.48155731739748i | 0.00976726938145402+5.0045124031463i | 15.6 | 15.1 | 7.4816 | 5.0045 | 15.6 | 0.66891 | 15.6 | 0.33109
[57 empty] | 15.8 | 0.0107986736111111+17.0619043055556i | -1.70865088783404i | 0.0107986736111111+15.3532534177216i | 0.0191834803010191+7.57747471890257i | 0.00977906797021873+5.07349679320716i | 15.8 | 15.4 | 7.5775 | 5.0735 | 15.8 | 0.66955 | 15.8 | 0.33045
[57 empty] | 16 | 0.0107986736111111+17.2778777777778i | -1.68729275173611i | 0.0107986736111111+15.5905850260417i | 0.0191834803010191+7.67339212040767i | 0.00979040692692748+5.14240355033094i | 16 | 15.6 | 7.6734 | 5.1424 | 16 | 0.67016 | 16 | 0.32984
[57 empty] | 16.2 | 0.0107986736111111+17.49385125i | -1.66646197702332i | 0.0107986736111111+15.8273892729767i | 0.0191834803010191+7.76930952191277i | 0.00980130999587985+5.21123628193414i | 16.2 | 15.8 | 7.7693 | 5.2112 | 16.2 | 0.67075 | 16.2 | 0.32925
[57 empty] | 16.4 | 0.0107986736111111+17.7098247222222i | -1.64613926998645i | 0.0107986736111111+16.0636854522358i | 0.0191834803010191+7.86522692341786i | 0.009811799399719+5.27999836965119i | 16.4 | 16.1 | 7.8653 | 5.28 | 16.4 | 0.67131 | 16.4 | 0.32869
[57 empty] | 16.6 | 0.0107986736111111+17.9257981944445i | -1.6263062667336i | 0.0107986736111111+16.2994919277109i | 0.0191834803010191+7.96114432492296i | 0.00982189595528443+5.34869298701057i | 16.6 | 16.3 | 7.9612 | 5.3487 | 16.6 | 0.67185 | 16.6 | 0.32815
[57 empty] | 16.8 | 0.0107986736111111+18.1417716666667i | -1.60694547784392i | 0.0107986736111111+16.5348261888228i | 0.0191834803010191+8.05706172642805i | 0.00983161917930409+5.41732311545965i | 16.8 | 16.5 | 8.0571 | 5.4173 | 16.8 | 0.67237 | 16.8 | 0.32763
[57 empty] | 17 | 0.0107986736111111+18.3577451388889i | -1.58804023692811i | 0.0107986736111111+16.7697049019608i | 0.0191834803010191+8.15297912793315i | 0.00984098738492776+5.48589155891658i | 17 | 16.8 | 8.153 | 5.4859 | 17 | 0.67287 | 17 | 0.32713
[57 empty] | 17.2 | 0.0107986736111111+18.5737186111111i | -1.56957465277778i | 0.0107986736111111+17.0041439583333i | 0.0191834803010191+8.24889652943824i | 0.00985001776999672+5.55440095700523i | 17.2 | 17 | 8.2489 | 5.5544 | 17.2 | 0.67335 | 17.2 | 0.32665
[57 empty] | 17.4 | 0.0107986736111111+18.7896920833333i | -1.55153356481482i | 0.0107986736111111+17.2381585185185i | 0.0191834803010191+8.34481393094334i | 0.00985872649784514+5.6228537971115i | 17.4 | 17.2 | 8.3448 | 5.6229 | 17.4 | 0.67381 | 17.4 | 0.32619
[57 empty] | 17.6 | 0.0107986736111111+19.0056655555556i | -1.53390250157828i | 0.0107986736111111+17.4717630539773i | 0.0191834803010191+8.44073133244844i | 0.00986712877134579+5.69125242538238i | 17.6 | 17.5 | 8.4408 | 5.6913 | 17.6 | 0.67426 | 17.6 | 0.32574
[57 empty] | 17.8 | 0.0107986736111111+19.2216390277778i | -1.51666764200999i | 0.0107986736111111+17.7049713857678i | 0.0191834803010191+8.53664873395353i | 0.00987523890083747+5.75959905677477i | 17.8 | 17.7 | 8.5367 | 5.7596 | 17.8 | 0.67469 | 17.8 | 0.32531
[57 empty] | 18 | 0.0107986736111111+19.4376125i | -1.49981577932099i | 0.0107986736111111+17.937796720679i | 0.0191834803010191+8.63256613545863i | 0.00988307036650393+5.82789578424969i | 18 | 17.9 | 8.6326 | 5.8279 | 18 | 0.67511 | 18 | 0.3249
[57 empty] | 18.2 | 0.0107986736111111+19.6535859722222i | -1.48333428724054i | 0.0107986736111111+18.1702516849817i | 0.0191834803010191+8.72848353696372i | 0.00989063587571633+5.89614458719538i | 18.2 | 18.2 | 8.7285 | 5.8962 | 18.2 | 0.67551 | 18.2 | 0.32449
[57 empty] | 18.4 | 0.0107986736111111+19.8695594444444i | -1.46721108846618i | 0.0107986736111111+18.4023483559782i | 0.0191834803010191+8.82440093846882i | 0.0098979474157986+5.96434733915462i | 18.4 | 18.4 | 8.8244 | 5.9644 | 18.4 | 0.67589 | 18.4 | 0.32411
[44 empty] | 3-Phase Short Circuit Current Level at Filter Bank: | 15 |  |  |  | kA | X/R Ratio: | 25 | [5 empty] | 18.6 | 0.0107986736111111+20.0855329166667i | -1.45143462514934i | 0.0107986736111111+18.6340982915174i | 0.0191834803010191+8.92031833997392i | 0.00990501630262796+6.03250581492293i | 18.6 | 18.6 | 8.9203 | 6.0325 | 18.6 | 0.67627 | 18.6 | 0.32374
[57 empty] | 18.8 | 0.0107986736111111+20.3015063888889i | -1.43599383126478i | 0.0107986736111111+18.8655125576241i | 0.0191834803010191+9.01623574147901i | 0.00991185322544262+6.10062169707664i | 18.8 | 18.9 | 9.0163 | 6.1006 | 18.8 | 0.67663 | 18.8 | 0.32337
[57 empty] | 19 | 0.0107986736111111+20.5174798611111i | -1.42087810672515i | 0.0107986736111111+19.0966017543859i | 0.0191834803010191+9.11215314298411i | 0.00991846828819127+6.16869658198446i | 19 | 19.1 | 9.1122 | 6.1687 | 19 | 0.67697 | 19 | 0.32303
|  | Info@VarStec.com | [31 empty] | 3 ¦ P a g e |  | Info@VarStec.com | [18 empty] | 4 ¦ P a g e |  | 19.2 | 0.0107986736111111+20.7334533333333i | -1.40607729311343i | 0.0107986736111111+19.3273760402199i | 0.0191834803010191+9.2080705444892i | 0.00992487104772635+6.23673198534939i | 19.2 | 19.3 | 9.2081 | 6.2367 | 19.2 | 0.67731 | 19.2 | 0.32269
[57 empty] | 19.4 | 0.0107986736111111+20.9494268055556i | -1.39158165091638i | 0.0107986736111111+19.5578451546392i | 0.0191834803010191+9.3039879459943i | 0.009931070549113+6.30472934732395i | 19.4 | 19.6 | 9.304 | 6.3047 | 19.4 | 0.67764 | 19.4 | 0.32236
[57 empty] | 19.6 | 0.0107986736111111+21.1654002777778i | -1.37738183815193i | 0.0107986736111111+19.7880184396259i | 0.0191834803010191+9.39990534749939i | 0.00993707535830137+6.37269003723668i | 19.6 | 19.8 | 9.3999 | 6.3727 | 19.6 | 0.67795 | 19.6 | 0.32205
[57 empty] | 19.8 | 0.0107986736111111+21.38137375i | -1.36346889029181i | 0.0107986736111111+20.0179048597082i | 0.0191834803010191+9.49582274900449i | 0.00994289359238402+6.44061535796423i | 19.8 | 20 | 9.4958 | 6.4406 | 19.8 | 0.67826 | 19.8 | 0.32174
[57 empty] | 20 | 0.0107986736111111+21.5973472222222i | -1.34983420138889i | 0.0107986736111111+20.2475130208333i | 0.0191834803010191+9.59174015050959i | 0.00994853294764143+6.50850654997998i | 20 | 20.2 | 9.5918 | 6.5085 | 20 | 0.67855 | 20 | 0.32145
[57 empty] | 20.2 | 0.0107986736111111+21.8133206944444i | -1.33646950632563i | 0.0107986736111111+20.4768511881188i | 0.0191834803010191+9.68765755201468i | 0.00995400072555831+6.57636479510658i | 20.2 | 20.5 | 9.6877 | 6.5764 | 20.2 | 0.67884 | 20.2 | 0.32116
| Harmonic Filter Design - Notch Type ¦ Enter Customer PO # ¦ Stage 1 | [33 empty] | Harmonic Filter Design - Notch Type ¦ Enter Customer PO # ¦ Stage 1 | [21 empty] | 20.4 | 0.0107986736111111+22.0292941666667i | -1.32336686410675i | 0.0107986736111111+20.7059273025599i | 0.0191834803010191+9.78357495351978i | 0.00995930385697682+6.64419121999837i | 20.4 | 20.7 | 9.7836 | 6.6442 | 20.4 | 0.67912 | 20.4 | 0.32088
[57 empty] | 20.6 | 0.0107986736111111+22.2452676388889i | -1.31051864212514i | 0.0107986736111111+20.9347489967638i | 0.0191834803010191+9.87949235502487i | 0.00996444892453881+6.7119868993752i | 20.6 | 20.9 | 9.8795 | 6.712 | 20.6 | 0.67939 | 20.6 | 0.32061
| 🧮 VENDOR SPECIFICATIONS | [33 empty] | 🧮 3-PHASE LOSS ESTIMATES | [21 empty] | 20.8 | 0.0107986736111111+22.4612411111111i | -1.29791750133547i | 0.0107986736111111+21.1633236097756i | 0.0191834803010191+9.97540975652997i | 0.00996944218355309+6.77975285902938i | 20.8 | 21.2 | 9.9754 | 6.7798 | 20.8 | 0.67965 | 20.8 | 0.32035
|  | Reactor Specification | [54 empty] | 21 | 0.0107986736111111+22.6772145833333i | -1.28555638227513i | 0.0107986736111111+21.3916582010582i | 0.0191834803010191+10.0713271580351i | 0.00997428958141455+6.84749007862339i | 21 | 21.4 | 10.0713 | 6.8475 | 21 | 0.6799 | 21 | 0.3201
[35 empty] | 60 Hertz Losses | [21 empty] | 21.2 | 0.0107986736111111+22.8931880555556i | -1.27342849187631i | 0.0107986736111111+21.6197595636793i | 0.0191834803010191+10.1672445595402i | 0.00997899677568757+6.91519949429562i | 21.2 | 21.6 | 10.1673 | 6.9152 | 21.2 | 0.68014 | 21.2 | 0.31986
|  |  |  | Filter Type: | Notch Tuned | [12 empty] | Return Quote to: | VarStec Power Solutions | [16 empty] | Capacitor Losses: | [6 empty] | 1102.3754 |  |  | Watts, 3-Phase or 3761 BTUs/Hour | [10 empty] | 21.4 | 0.0107986736111111+23.1091615277778i | -1.26152729101765i | 0.0107986736111111+21.8476342367602i | 0.0191834803010191+10.2631619610453i | 0.00998356915095912+6.98288200108962i | 21.4 | 21.8 | 10.2632 | 6.9829 | 21.4 | 0.68038 | 21.4 | 0.31962
|  |  |  | Stage/Branch: | Stage 1 | [30 empty] | Capacitor Fuse Losses: | [6 empty] | 3069.5537 |  |  | Watts, 3-Phase or 10474 BTUs/Hour | [10 empty] | 21.6 | 0.0107986736111111+23.325135i | -1.24984648276749i | 0.0107986736111111+22.0752885172325i | 0.0191834803010191+10.3590793625504i | 0.00998801183455585+7.05053845522041i | 21.6 | 22.1 | 10.3591 | 7.0505 | 21.6 | 0.68061 | 21.6 | 0.31939
|  |  |  | Tuning Point: | 5 | [30 empty] | Iron-Core Reactor Losses, 60 Hertz: | [6 empty] | 2505.8054 |  |  | Watts, 3-Phase or 8550 BTUs/Hour | [10 empty] | 21.8 | 0.0107986736111111+23.5411084722222i | -1.23838000127421i | 0.0107986736111111+22.302728470948i | 0.0191834803010191+10.4549967640554i | 0.00999232971121234+7.11816967619083i | 21.8 | 22.3 | 10.455 | 7.1182 | 21.8 | 0.68084 | 21.8 | 0.31916
[36 empty] | Total 60 Hz Losses: | [6 empty] | 6677.7345 |  |  | Watts, 3-Phase or 22785 BTUs/Hour | [10 empty] | 22 | 0.0107986736111111+23.7570819444445i | -1.22712200126263i | 0.0107986736111111+22.5299599431819i | 0.0191834803010191+10.5509141655605i | 0.00999652743676911+7.18577644876951i | 22 | 22.5 | 10.5509 | 7.1858 | 22 | 0.68106 | 22 | 0.31894
|  | Current Spectrum | [6 empty] | Tuning Reactor Details | [47 empty] | 22.2 | 0.0107986736111111+23.9730554166667i | -1.2160668480981i | 0.0107986736111111+22.7569885685686i | 0.0191834803010191+10.6468315670656i | 0.0100006094509749+7.25335952484037i | 22.2 | 22.8 | 10.6468 | 7.2534 | 22.2 | 0.68127 | 22.2 | 0.31873
|  | Harm # |  |  | Amps | [11 empty] | Quantity: | 3 | [38 empty] | 22.4 | 0.0107986736111111+24.1890288888889i | -1.20520910838294i | 0.0107986736111111+22.983819780506i | 0.0191834803010191+10.7427489685707i | 0.010004579989458+7.3209196251344i | 22.4 | 23 | 10.7428 | 7.3209 | 22.4 | 0.68147 | 22.4 | 0.31853
|  | 1 |  |  | 417.1862 | [11 empty] | Number of Phases: | 1 | [17 empty] | Harmonic Losses Based on Specified Harmonics | [20 empty] | 22.6 | 0.0107986736111111+24.4050023611111i | -1.19454354105211i | 0.0107986736111111+23.210458820059i | 0.0191834803010191+10.8386663700758i | 0.0100084430949283+7.38845744085167i | 22.6 | 23.2 | 10.8387 | 7.3885 | 22.6 | 0.68168 | 22.6 | 0.31832
|  | 2 |  |  | 0 | [11 empty] | System Voltage: | 12.47 |  | kV | [21 empty] | Iron-Core Reactor Losses: | 796.7727 |  |  |  | Watts, 3-Phase or 2719 BTUs/Hour | [9 empty] | 22.8 | 0.0107986736111111+24.6209758333333i | -1.18406508893762i | 0.0107986736111111+23.4369107443957i | 0.0191834803010191+10.9345837715809i | 0.0100122026276671+7.45597363518179i | 22.8 | 23.4 | 10.9346 | 7.456 | 22.8 | 0.68187 | 22.8 | 0.31813
|  | 3 |  |  | 0 | [11 empty] | BIL Rating: | 95 |  | kV | [21 empty] | Total Harmonic Losses: | 796.7727 |  |  |  | Watts, 3-Phase or 2719 BTUs/Hour | [9 empty] | 23 | 0.0107986736111111+24.8369493055556i | -1.17376887077295i | 0.0107986736111111+23.6631804347826i | 0.0191834803010191+11.030501173086i | 0.0100158622753548+7.52346884473045i | 23 | 23.7 | 11.0305 | 7.5235 | 23 | 0.68206 | 23 | 0.31794
|  | 4 |  |  | 0 | [11 empty] | 60 Second Withstand Voltage: | 35 |  | kV | [36 empty] | 23.2 | 0.0107986736111111+25.0529227777778i | -1.16365017361111i | 0.0107986736111111+23.8892726041667i | 0.0191834803010191+11.1264185745911i | 0.0100194255622845+7.59094368085859i | 23.2 | 23.9 | 11.1264 | 7.591 | 23.2 | 0.68224 | 23.2 | 0.31776
|  | 5 |  |  | 204 | [11 empty] | Fundamental Frequency: | 60 |  | Hz | [21 empty] | Total Losses - All: | 7474.5072 |  |  |  | Watts, 3-Phase or 25504 BTUs/Hour | [9 empty] | 23.4 | 0.0107986736111111+25.26889625i | -1.15370444563153i | 0.0107986736111111+24.1151918043685i | 0.0191834803010191+11.2223359760962i | 0.0100228958580054+7.65839873094058i | 23.4 | 24.1 | 11.2224 | 7.6584 | 23.4 | 0.68242 | 23.4 | 0.31758
|  | 7 |  |  | 90 | [11 empty] | Inductance: | 2.8645 |  | mH | [36 empty] | 23.6 | 0.0107986736111111+25.4848697222222i | -1.14392728931262i | 0.0107986736111111+24.3409424329096i | 0.0191834803010191+11.3182533776013i | 0.0100262763854354+7.72583455954694i | 23.6 | 24.3 | 11.3183 | 7.7258 | 23.6 | 0.6826 | 23.6 | 0.3174
|  | 11 |  |  | 75 | [11 empty] | Reactance at 60Hz: | 1.0799 |  | Ohms | [36 empty] | 23.8 | 0.0107986736111111+25.7008431944445i | -1.13431445494865i | 0.0107986736111111+24.5665287394958i | 0.0191834803010191+11.4141707791064i | 0.0100295702284805+7.79325170955708i | 23.8 | 24.6 | 11.4142 | 7.7933 | 23.8 | 0.68277 | 23.8 | 0.31723
|  | 13 |  |  | 0 | [11 empty] | Taps: | None | [38 empty] | 24 | 0.0107986736111111+25.9168166666667i | -1.12486183449074i | 0.0107986736111111+24.791954832176i | 0.0191834803010191+11.5100881806115i | 0.0100327803391948+7.86065070320663i | 24 | 24.8 | 11.5101 | 7.8607 | 24 | 0.68294 | 24 | 0.31706
|  | 17 |  |  | 0 | [11 empty] | Insulation Type: | Nomex | [38 empty] | 24.2 | 0.0107986736111111+26.1327901388889i | -1.1155654556933i | 0.0107986736111111+25.0172246831956i | 0.0191834803010191+11.6060055821166i | 0.0100359095445122+7.92803204307408i | 24.2 | 25 | 11.606 | 7.928 | 24.2 | 0.6831 | 24.2 | 0.3169
|  | 19 |  |  | 0 | [11 empty] | Ambient: | 60C | [16 empty] | 🧮 HARMONIC FILTER DESIGN METHODOLOGY | [21 empty] | 24.4 | 0.0107986736111111+26.3487636111111i | -1.10642147654827i | 0.0107986736111111+25.2423421345628i | 0.0191834803010191+11.7019229836217i | 0.0100389605525799+7.99539621301083i | 24.4 | 25.2 | 11.7019 | 7.9954 | 24.4 | 0.68325 | 24.4 | 0.31675
|  | 23 |  |  | 0 | [11 empty] | Temperature Rise: | 115C Rise over Ambient | [38 empty] | 24.6 | 0.0107986736111111+26.5647370833333i | -1.09742617999097i | 0.0107986736111111+25.4673109033423i | 0.0191834803010191+11.7978403851268i | 0.0100419359587192+8.06274367901813i | 24.6 | 25.5 | 11.7979 | 8.0627 | 24.6 | 0.68341 | 24.6 | 0.31659
|  | 25 |  |  | 0 | [11 empty] | Winding Type: | CU/AL - Based On Price | [38 empty] | 24.8 | 0.0107986736111111+26.7807105555556i | -1.08857596886201i | 0.0107986736111111+25.6921345866936i | 0.0191834803010191+11.8937577866319i | 0.01004483825104+8.13007489007475i | 24.8 | 25.7 | 11.8938 | 8.1301 | 24.8 | 0.68356 | 24.8 | 0.31644
|  | 29 |  |  | 0 | [11 empty] | Tack Winding to Core: | Yes | [38 empty] | 25 | 0.0107986736111111+26.9966840277778i | -1.07986736111111i | 0.0107986736111111+25.9168166666667i | 0.0191834803010191+11.989675188137i | 0.0100476698157298+8.19739027891847i | 25 | 25.9 | 11.9897 | 8.1974 | 25 | 0.6837 | 25 | 0.3163
|  | 31 |  |  | 0 | [11 empty] | Enclosure: | None/Open Construction | [38 empty] | 25.2 | 0.0107986736111111+27.2126575i | -1.07129698522928i | 0.0107986736111111+26.1413605147707i | 0.0191834803010191+12.0855925896421i | 0.0100504329420414+8.26469026278451i | 25.2 | 26.1 | 12.0856 | 8.2647 | 25.2 | 0.68385 | 25.2 | 0.31615
|  | 35 |  |  | 0 | [51 empty] | 25.4 | 0.0107986736111111+27.4286309722222i | -1.06286157589676i | 0.0107986736111111+26.3657693963254i | 0.0191834803010191+12.1815099911472i | 0.0100531298269957+8.33197524410352i | 25.4 | 26.4 | 12.1815 | 8.332 | 25.4 | 0.68399 | 25.4 | 0.31602
|  | 37 |  |  | 0 | [51 empty] | 25.6 | 0.0107986736111111+27.6446044444445i | -1.05455796983507i | 0.0107986736111111+26.5900464746094i | 0.0191834803010191+12.2774273926523i | 0.010055762579821+8.39924561116187i | 25.6 | 26.6 | 12.2774 | 8.3993 | 25.6 | 0.68412 | 25.6 | 0.31588
|  | RMS: |  |  | 478.9419 | [51 empty] | 25.8 | 0.0107986736111111+27.8605779166667i | -1.04638310185185i | 0.0107986736111111+26.8141948148149i | 0.0191834803010191+12.3733447941574i | 0.0100583332261433+8.46650173872618i | 25.8 | 26.8 | 12.3734 | 8.4665 | 25.8 | 0.68425 | 25.8 | 0.31575
| Capacitor Specification | [55 empty] | 26 | 0.0107986736111111+28.0765513888889i | -1.03833400106838i | 0.0107986736111111+27.0382173878205i | 0.0191834803010191+12.4692621956625i | 0.0100608437119449+8.53374398863522i | 26 | 27 | 12.4693 | 8.5337 | 26 | 0.68438 | 26 | 0.31562
| A quantity of 18, 612 kvar, 95 kV BIL, 60 Hertz, all-film, low-loss, double-bushing capacitors designed, manufactured, and tested to applicable IEEE/ANSI and IEC standards, supplied by Cooper, GE, or Hitachi (no others), are required. The capacitors shall be connected unground-wye and shall have applicable over-voltage and blown-fuse protection. | [55 empty] | 26.2 | 0.0107986736111111+28.2925248611111i | -1.03040778731976i | 0.0107986736111111+27.2621170737913i | 0.0191834803010191+12.5651795971676i | 0.0100632959073055+8.60097271036029i | 26.2 | 27.3 | 12.5652 | 8.601 | 26.2 | 0.68451 | 26.2 | 0.31549
[57 empty] | 26.4 | 0.0107986736111111+28.5084983333333i | -1.02260166771886i | 0.0107986736111111+27.4858966656144i | 0.0191834803010191+12.6610969986727i | 0.0100656916099388+8.66818824153643i | 26.4 | 27.5 | 12.6611 | 8.6682 | 26.4 | 0.68463 | 26.4 | 0.31537
[57 empty] | 26.6 | 0.0107986736111111+28.7244718055556i | -1.0149129333751i | 0.0107986736111111+27.7095588721805i | 0.0191834803010191+12.7570144001778i | 0.0100680325485382+8.73539090846621i | 26.6 | 27.7 | 12.757 | 8.7354 | 26.6 | 0.68475 | 26.6 | 0.31525
[57 empty] | 26.8 | 0.0107986736111111+28.9404452777778i | -1.00733895626037i | 0.0107986736111111+27.9331063215174i | 0.0191834803010191+12.8529318016828i | 0.0100703203859426+8.80258102659766i | 26.8 | 27.9 | 12.8529 | 8.8026 | 26.8 | 0.68487 | 26.8 | 0.31513
| Notch ¦ High-Pass ¦ C-High-Pass Filter Design Considerations | [55 empty] | 27 | 0.0107986736111111+29.15641875i | -0.999877186213992i | 0.0107986736111111+28.156541563786i | 0.0191834803010191+12.9488492031879i | 0.0100725567221337+8.86975890097837i | 27 | 28.2 | 12.9489 | 8.8698 | 27 | 0.68498 | 27 | 0.31502
| The notch type harmonic filter is the most economical design and provides harmonic filtering, power factor correction, and suppression of resonance above its tuning point (providing there are no other capacitors on the system). It precludes resonances at its tuning frequency and also filters at its tuning frequency and at frequencies above (to a lesser degree as you get further from the tuning point). It does not include a damping resistor. Because of cost and complexity, only consider High Pass or C High Pass filter when interharmonic producing loads are present, on systems with significant stray capacitance (renewable power plants or large industrial systems), and on systems where a damped filter is being employed with a shunt power capacitor bank to reduce cost. | [55 empty] | 27.2 | 0.0107986736111111+29.3723922222222i | -0.992525148080066i | 0.0107986736111111+28.3798670741421i | 0.0191834803010191+13.044766604693i | 0.0100747430970752+8.93692482668592i | 27.2 | 28.4 | 13.0448 | 8.9369 | 27.2 | 0.6851 | 27.2 | 0.3149
[57 empty] | 27.4 | 0.0107986736111111+29.5883656944444i | -0.985280438969992i | 0.0107986736111111+28.6030852554744i | 0.0191834803010191+13.1406840061981i | 0.0100768809934025+9.00407908923768i | 27.4 | 28.6 | 13.1407 | 9.0041 | 27.4 | 0.68521 | 27.4 | 0.31479
[57 empty] | 27.6 | 0.0107986736111111+29.8043391666667i | -0.978140725644123i | 0.0107986736111111+28.8261984410226i | 0.0191834803010191+13.2366014077032i | 0.0100789718389729+9.07122196497988i | 27.6 | 28.8 | 13.2366 | 9.0712 | 27.6 | 0.68531 | 27.6 | 0.31469
[57 empty] | 27.8 | 0.0107986736111111+30.0203126388889i | -0.971103742006395i | 0.0107986736111111+29.0492088968825i | 0.0191834803010191+13.3325188092083i | 0.0100810170092838+9.13835372145786i | 27.8 | 29 | 13.3325 | 9.1384 | 27.8 | 0.68542 | 27.8 | 0.31458
[57 empty] | 28 | 0.0107986736111111+30.2362861111111i | -0.964167286706349i | 0.0107986736111111+29.2721188244047i | 0.0191834803010191+13.4284362107134i | 0.010083017829767+9.20547461776815i | 28 | 29.3 | 13.4284 | 9.2055 | 28 | 0.68552 | 28 | 0.31448
[57 empty] | 28.2 | 0.0107986736111111+30.4522595833333i | -0.957329220843184i | 0.0107986736111111+29.4949303624901i | 0.0191834803010191+13.5243536122185i | 0.0100849755779664+9.27258490489383i | 28.2 | 29.5 | 13.5244 | 9.2726 | 28.2 | 0.68562 | 28.2 | 0.31438
[57 empty] | 28.4 | 0.0107986736111111+30.6682330555556i | -0.950587465766824i | 0.0107986736111111+29.7176455897888i | 0.0191834803010191+13.6202710137236i | 0.0100868914856051+9.33968482602362i | 28.4 | 29.7 | 13.6203 | 9.3397 | 28.4 | 0.68572 | 28.4 | 0.31428
[57 empty] | 28.6 | 0.0107986736111111+30.8842065277778i | -0.943940000971251i | 0.0107986736111111+29.9402665268065i | 0.0191834803010191+13.7161884152287i | 0.0100887667405498+9.40677461685607i | 28.6 | 29.9 | 13.7162 | 9.4068 | 28.6 | 0.68582 | 28.6 | 0.31418
[57 empty] | 28.8 | 0.0107986736111111+31.10018i | -0.937384862075618i | 0.0107986736111111+30.1627951379244i | 0.0191834803010191+13.8121058167338i | 0.0100906024886766+9.47385450588943i | 28.8 | 30.2 | 13.8121 | 9.4739 | 28.8 | 0.68591 | 28.8 | 0.31409
|  | Info@VarStec.com | [31 empty] | 5 ¦ P a g e |  | Info@VarStec.com | [18 empty] | 6 ¦ P a g e |  | 29 | 0.0107986736111111+31.3161534722222i | -0.930920138888889i | 0.0107986736111111+30.3852333333333i | 0.0191834803010191+13.9080232182389i | 0.0100923998356449+9.54092471469789i | 29 | 30.4 | 13.908 | 9.5409 | 29 | 0.686 | 29 | 0.314
[57 empty] | 29.2 | 0.0107986736111111+31.5321269444444i | -0.924543973554034i | 0.0107986736111111+30.6075829708904i | 0.0191834803010191+14.003940619744i | 0.0100941598485845+9.60798545819522i | 29.2 | 30.6 | 14.004 | 9.608 | 29.2 | 0.68609 | 29.2 | 0.31391
[57 empty] | 29.4 | 0.0107986736111111+31.7481004166667i | -0.918254558767952i | 0.0107986736111111+30.8298458578987i | 0.0191834803010191+14.0998580212491i | 0.0100958835576996+9.67503694488635i | 29.4 | 30.8 | 14.0999 | 9.675 | 29.4 | 0.68618 | 29.4 | 0.31382
[57 empty] | 29.6 | 0.0107986736111111+31.9640738888889i | -0.912050136073574i | 0.0107986736111111+31.0520237528153i | 0.0191834803010191+14.1957754227542i | 0.0100975719577966+9.74207937710733i | 29.6 | 31.1 | 14.1958 | 9.7421 | 29.6 | 0.68627 | 29.6 | 0.31373
[57 empty] | 29.8 | 0.0107986736111111+32.1800473611111i | -0.905928994220731i | 0.0107986736111111+31.2741183668904i | 0.0191834803010191+14.2916928242593i | 0.0100992260097371+9.80911295125463i | 29.8 | 31.3 | 14.2917 | 9.8091 | 29.8 | 0.68635 | 29.8 | 0.31365
[57 empty] | 30 | 0.0107986736111111+32.3960208333333i | -0.899889467592593i | 0.0107986736111111+31.4961313657407i | 0.0191834803010191+14.3876102257644i | 0.0101008466418227+9.8761378580042i | 30 | 31.5 | 14.3876 | 9.8761 | 30 | 0.68643 | 30 | 0.31357
| Harmonic Filter Design - Notch Type ¦ Enter Customer PO # ¦ Stage 1 | [33 empty] | Harmonic Filter Design - Notch Type ¦ Enter Customer PO # ¦ Stage 1 | [21 empty] | 30.2 | 0.0107986736111111+32.6119943055556i | -0.893929934694629i | 0.0107986736111111+31.718064370861i | 0.0191834803010191+14.4835276272695i | 0.0101024347511132+9.94315428252077i | 30.2 | 31.7 | 14.4835 | 9.9432 | 30.2 | 0.68651 | 30.2 | 0.31349
[57 empty] | 30.4 | 0.0107986736111111+32.8279677777778i | -0.888048816703217i | 0.0107986736111111+31.9399189610746i | 0.0191834803010191+14.5794450287746i | 0.0101039912046839+10.0101624046578i | 30.4 | 31.9 | 14.5795 | 10.0102 | 30.4 | 0.68659 | 30.4 | 0.31341
[35 empty] | Nomenclature and Parameter Definitions for Harmonic Filter Design | [21 empty] | 30.6 | 0.0107986736111111+33.04394125i | -0.882244576071169i | 0.0107986736111111+32.1616966739288i | 0.0191834803010191+14.6753624302797i | 0.010105516840823+10.0771623991489i | 30.6 | 32.2 | 14.6754 | 10.0772 | 30.6 | 0.68667 | 30.6 | 0.31333
[37 empty] | Xeff: |  | Effective reactance of the harmonic filter | [17 empty] | 30.8 | 0.0107986736111111+33.2599147222222i | -0.87651571518759i | 0.0107986736111111+32.3833990070346i | 0.0191834803010191+14.7712798317848i | 0.0101070124701744+10.144154435791i | 30.8 | 32.4 | 14.7713 | 10.1442 | 30.8 | 0.68675 | 30.8 | 0.31325
[37 empty] | Qeff: |  | Effective reactive power output of the harmonic filter (considering fundamental current only) | [17 empty] | 31 | 0.0107986736111111+33.4758881944445i | -0.870860775089606i | 0.0107986736111111+32.6050274193549i | 0.0191834803010191+14.8671972332899i | 0.0101084788768269+10.2111386796194i | 31 | 32.6 | 14.8672 | 10.2111 | 31 | 0.68682 | 31 | 0.31318
[37 empty] | QRATED PER PHASE: |  | kvar rating of main capacitor group at their rated voltage (not the application voltage) | [17 empty] | 31.2 | 0.0107986736111111+33.6918616666667i | -0.865278334223647i | 0.0107986736111111+32.8265833324431i | 0.0191834803010191+14.963114634795i | 0.0101099168193542+10.2781152910752i | 31.2 | 32.8 | 14.9631 | 10.2781 | 31.2 | 0.6869 | 31.2 | 0.3131
[37 empty] | VLLSYS: |  | Nominal system line-to-line voltage | [17 empty] | 31.4 | 0.0107986736111111+33.9078351388889i | -0.85976700725407i | 0.0107986736111111+33.0480681316348i | 0.0191834803010191+15.0590320363001i | 0.0101113270318076+10.3450844261665i | 31.4 | 33 | 15.059 | 10.3451 | 31.4 | 0.68697 | 31.4 | 0.31303
[37 empty] | XC: |  | Capacitive reactance of the harmonic filter capacitor at fundamental frequency | [17 empty] | 31.6 | 0.0107986736111111+34.1238086111111i | -0.854325443917018i | 0.0107986736111111+33.2694831671941i | 0.0191834803010191+15.1549494378051i | 0.0101127102246633+10.4120462366218i | 31.6 | 33.3 | 15.155 | 10.4121 | 31.6 | 0.68704 | 31.6 | 0.31296
[37 empty] | XL: |  | Inductive reactance of the harmonic filter reactor at fundamental frequency | [17 empty] | 31.8 | 0.0107986736111111+34.3397820833333i | -0.84895232791754i | 0.0107986736111111+33.4908297554158i | 0.0191834803010191+15.2508668393102i | 0.0101140670857274+10.4790008700373i | 31.8 | 33.5 | 15.2509 | 10.479 | 31.8 | 0.68711 | 31.8 | 0.31289
[37 empty] | hn: |  | harmonic number of filter tuning point | [17 empty] | 32 | 0.0107986736111111+34.5557555555556i | -0.843646375868056i | 0.0107986736111111+33.7121091796875i | 0.0191834803010191+15.3467842408153i | 0.0101153982810008+10.5459484700186i | 32 | 33.7 | 15.3468 | 10.546 | 32 | 0.68718 | 32 | 0.31282
[37 empty] | hf: |  | harmonic frequency of filter tuning point in Hertz | [17 empty] | 32.2 | 0.0107986736111111+34.7717290277778i | -0.838406336266391i | 0.0107986736111111+33.9333226915114i | 0.0191834803010191+15.4427016423204i | 0.0101167044555057+10.612889176316i | 32.2 | 33.9 | 15.4427 | 10.6129 | 32.2 | 0.68724 | 32.2 | 0.31276
[37 empty] | f: |  | frequency | [17 empty] | 32.4 | 0.0107986736111111+34.9877025i | -0.83323098851166i | 0.0107986736111111+34.1544715114883i | 0.0191834803010191+15.5386190438255i | 0.0101179862340752+10.6798231249542i | 32.4 | 34.2 | 15.5386 | 10.6798 | 32.4 | 0.68731 | 32.4 | 0.31269
[37 empty] | HL: |  | Tuning Reactor Henry rating (millihenries) | [17 empty] | 32.6 | 0.0107986736111111+35.2036759722222i | -0.828119141956374i | 0.0107986736111111+34.3755568302658i | 0.0191834803010191+15.6345364453306i | 0.0101192442221088+10.7467504483576i | 32.6 | 34.4 | 15.6345 | 10.7468 | 32.6 | 0.68737 | 32.6 | 0.31263
[37 empty] | IRATED FUNDAMENTAL : |  | Fundamental current rating of filter bank | [17 empty] | 32.8 | 0.0107986736111111+35.4196494444445i | -0.823069634993225i | 0.0107986736111111+34.5965798094513i | 0.0191834803010191+15.7304538468357i | 0.0101204790062954+10.8136712754691i | 32.8 | 34.6 | 15.7305 | 10.8137 | 32.8 | 0.68744 | 32.8 | 0.31256
[36 empty] | VCAP FUNDAMENTAL VOLTAGE: |  |  | Fundamental voltage drop across capacitor | [17 empty] | 33 | 0.0107986736111111+35.6356229166667i | -0.818081334175084i | 0.0107986736111111+34.8175415824916i | 0.0191834803010191+15.8263712483408i | 0.0101216911553038+10.8805857318659i | 33 | 34.8 | 15.8264 | 10.8806 | 33 | 0.6875 | 33 | 0.3125
[37 empty] | VCAP HARMONIC VOLTAGE: |  | Harmonic voltage drop across capacitor | [17 empty] | 33.2 | 0.0107986736111111+35.8515963888889i | -0.813153133366801i | 0.0107986736111111+35.0384432555221i | 0.0191834803010191+15.9222886498459i | 0.0101228812204454+10.9474939398691i | 33.2 | 35 | 15.9223 | 10.9475 | 33.2 | 0.68756 | 33.2 | 0.31244
| 🧮 FORMULAS | [35 empty] | VCAP RMS VOLTAGE: |  | Capacitor RMS voltage (fundamental voltage + harmonic voltages) | [17 empty] | 33.4 | 0.0107986736111111+36.0675698611111i | -0.808283952927479i | 0.0107986736111111+35.2592859081836i | 0.0191834803010191+16.018206051351i | 0.0101240497363065+11.01439601865i | 33.4 | 35.3 | 16.0182 | 11.0144 | 33.4 | 0.68762 | 33.4 | 0.31238
[37 empty] | VPEAK CAP VOLTAGE: |  | Capacitor voltage assuming or harmonics are coincident | [17 empty] | 33.6 | 0.0107986736111111+36.2835433333333i | -0.803472738921958i | 0.0107986736111111+35.4800705944113i | 0.0191834803010191+16.1141234528561i | 0.0101251972213559+11.081292084332i | 33.6 | 35.5 | 16.1141 | 11.0813 | 33.6 | 0.68768 | 33.6 | 0.31232
| The below shows how a 1000 kvar 13.8kV 4.7th tuned Notch Type Filter Design is computed manually and is the basis this spreadsheet. | [36 empty] | VCAP MAIN RMS VOLTAGE: | Capacitor RMS voltage including harmonics | [17 empty] | 33.8 | 0.0107986736111111+36.4995168055556i | -0.79871846236029i | 0.0107986736111111+35.7007983431953i | 0.0191834803010191+16.2100408543612i | 0.0101263241785252+11.148182250088i | 33.8 | 35.7 | 16.2101 | 11.1482 | 33.8 | 0.68773 | 33.8 | 0.31227
[38 empty] | VCAP MAIN, PEAK CAP VOLTAGE: | Capacitor peak voltage, including harmonics, and assuming peaks are in phase. | [17 empty] | 34 | 0.0107986736111111+36.7154902777778i | -0.794020118464053i | 0.0107986736111111+35.9214701593137i | 0.0191834803010191+16.3059582558663i | 0.0101274310957656+11.2150666262352i | 34 | 35.9 | 16.306 | 11.2151 | 34 | 0.68779 | 34 | 0.31221
[37 empty] | N: |  | Number of capacitors per phase | [17 empty] | 34.2 | 0.0107986736111111+36.93146375i | -0.789376725958415i | 0.0107986736111111+36.1420870240416i | 0.0191834803010191+16.4018756573714i | 0.0101285184465817+11.2819453203247i | 34.2 | 36.1 | 16.4019 | 11.2819 | 34.2 | 0.68784 | 34.2 | 0.31216
[37 empty] | VCAP VAR RATING: |  | Capacitor can var rating (in Kvar) | [17 empty] | 34.4 | 0.0107986736111111+37.1474372222222i | -0.784787326388889i | 0.0107986736111111+36.3626498958333i | 0.0191834803010191+16.4977930588765i | 0.0101295866905424+11.3488184372293i | 34.4 | 36.4 | 16.4978 | 11.3488 | 34.4 | 0.6879 | 34.4 | 0.3121
[37 empty] | ICAP RMS CURRENT: |  | RMS current seen by capacitor (amps rms) | [17 empty] | 34.6 | 0.0107986736111111+37.3634106944445i | -0.780250983461786i | 0.0107986736111111+36.5831597109827i | 0.0191834803010191+16.5937104603816i | 0.0101306362737717+11.4156860792269i | 34.6 | 36.6 | 16.5937 | 11.4157 | 34.6 | 0.68795 | 34.6 | 0.31205
[37 empty] | IFILTER RMS CURRENT: |  | RMS current into filter branch (amps rms) | [17 empty] | 34.8 | 0.0107986736111111+37.5793841666667i | -0.775766782407408i | 0.0107986736111111+36.8036173842593i | 0.0191834803010191+16.6896278618867i | 0.0101316676294187+11.4825483460808i | 34.8 | 36.8 | 16.6896 | 11.4826 | 34.8 | 0.688 | 34.8 | 0.312
[37 empty] | In |  | Current in amps at each harmonic | [17 empty] | 35 | 0.0107986736111111+37.7953576388889i | -0.77133382936508i | 0.0107986736111111+37.0240238095238i | 0.0191834803010191+16.7855452633918i | 0.0101326811781089+11.5494053351178i | 35 | 37 | 16.7856 | 11.5494 | 35 | 0.68806 | 35 | 0.31194
[57 empty] | 35.2 | 0.0107986736111111+38.0113311111111i | -0.766951250789142i | 0.0107986736111111+37.244379860322i | 0.0191834803010191+16.8814626648969i | 0.0101336773283772+11.6162571413026i | 35.2 | 37.2 | 16.8815 | 11.6163 | 35.2 | 0.68811 | 35.2 | 0.31189
[35 empty] | Disclaimer and Use Limitation | [21 empty] | 35.4 | 0.0107986736111111+38.2273045833333i | -0.762618192875079i | 0.0107986736111111+37.4646863904582i | 0.0191834803010191+16.977380066402i | 0.0101346564770832+11.6831038573097i | 35.4 | 37.5 | 16.9774 | 11.6831 | 35.4 | 0.68816 | 35.4 | 0.31184
[35 empty] | This spreadsheet is provided for preliminary engineering evaluation only. The calculations are based on simplified, steady-state models and user-supplied input data and are intended to support initial screening, comparative analysis, and conceptual design. It is intended for use only by qualified technical professionals and should not be used as a substitute for detailed engineering studies, manufacturer-validated analyses, or final design verification. VarStec Power Solutions, LLC makes no representations or warranties, express or implied, and assumes no responsibility or liability for decisions or actions taken based on use of this tool. | [21 empty] | 35.6 | 0.0107986736111111+38.4432780555556i | -0.758333821004994i | 0.0107986736111111+37.6849442345506i | 0.0191834803010191+17.0732974679071i | 0.0101356190098105+11.7499455735928i | 35.6 | 37.7 | 17.0733 | 11.7499 | 35.6 | 0.68821 | 35.6 | 0.31179
[57 empty] | 35.8 | 0.0107986736111111+38.6592515277778i | -0.75409731921167i | 0.0107986736111111+37.9051542085661i | 0.0191834803010191+17.1692148694122i | 0.0101365653012497+11.8167823784516i | 35.8 | 37.9 | 17.1692 | 11.8168 | 35.8 | 0.68825 | 35.8 | 0.31175
[57 empty] | 36 | 0.0107986736111111+38.875225i | -0.749907889660494i | 0.0107986736111111+38.1253171103395i | 0.0191834803010191+17.2651322709173i | 0.010137495715566+11.883614358096i | 36 | 38.1 | 17.2651 | 11.8836 | 36 | 0.6883 | 36 | 0.3117
[57 empty] | 36.2 | 0.0107986736111111+39.0911984722222i | -0.745764752148558i | 0.0107986736111111+38.3454337200736i | 0.0191834803010191+17.3610496724224i | 0.0101384106067534+11.9504415967083i | 36.2 | 38.3 | 17.3611 | 11.9504 | 36.2 | 0.68835 | 36.2 | 0.31165
[57 empty] | 36.4 | 0.0107986736111111+39.3071719444445i | -0.741667143620269i | 0.0107986736111111+38.5655048008242i | 0.0191834803010191+17.4569670739274i | 0.0101393103189737+12.017264176503i | 36.4 | 38.6 | 17.457 | 12.0173 | 36.4 | 0.68839 | 36.4 | 0.31161
[57 empty] | 36.6 | 0.0107986736111111+39.5231454166667i | -0.737614317698847i | 0.0107986736111111+38.7855310989679i | 0.0191834803010191+17.5528844754325i | 0.0101401951868836+12.0840821777845i | 36.6 | 38.8 | 17.5529 | 12.0841 | 36.6 | 0.68844 | 36.6 | 0.31156
[57 empty] | 36.8 | 0.0107986736111111+39.7391188888889i | -0.733605544233092i | 0.0107986736111111+39.0055133446558i | 0.0191834803010191+17.6488018769376i | 0.0101410655359484+12.1508956790028i | 36.8 | 39 | 17.6488 | 12.1509 | 36.8 | 0.68848 | 36.8 | 0.31152
| One-Line Diagram Notch Type Filter Design Parameters | [55 empty] | 37 | 0.0107986736111111+39.9550923611111i | -0.729640108858859i | 0.0107986736111111+39.2254522522522i | 0.0191834803010191+17.7447192784427i | 0.0101419216827437+12.2177047568071i | 37 | 39.2 | 17.7447 | 12.2177 | 37 | 0.68853 | 37 | 0.31147
[57 empty] | 37.2 | 0.0107986736111111+40.1710658333333i | -0.725717312574672i | 0.0107986736111111+39.4453485207586i | 0.0191834803010191+17.8406366799478i | 0.0101427639352462+12.2845094860978i | 37.2 | 39.4 | 17.8406 | 12.2845 | 37.2 | 0.68857 | 37.2 | 0.31143
[57 empty] | 37.4 | 0.0107986736111111+40.3870393055556i | -0.721836471330957i | 0.0107986736111111+39.6652028342246i | 0.0191834803010191+17.9365540814529i | 0.0101435925931124+12.3513099400765i | 37.4 | 39.7 | 17.9366 | 12.3513 | 37.4 | 0.68861 | 37.4 | 0.31139
[57 empty] | 37.6 | 0.0107986736111111+40.6030127777778i | -0.717996915632388i | 0.0107986736111111+39.8850158621454i | 0.0191834803010191+18.032471482958i | 0.0101444079479481+12.4181061902943i | 37.6 | 39.9 | 18.0325 | 12.4181 | 37.6 | 0.68865 | 37.6 | 0.31135
[57 empty] | 37.8 | 0.0107986736111111+40.81898625i | -0.714197990152852i | 0.0107986736111111+40.1047882598471i | 0.0191834803010191+18.1283888844631i | 0.0101452102835664+12.4848983066985i | 37.8 | 40.1 | 18.1284 | 12.4849 | 37.8 | 0.68869 | 37.8 | 0.31131
[57 empty] | 38 | 0.0107986736111111+41.0349597222222i | -0.710439053362573i | 0.0107986736111111+40.3245206688596i | 0.0191834803010191+18.2243062859682i | 0.0101459998762373+12.5516863576776i | 38 | 40.3 | 18.2243 | 12.5517 | 38 | 0.68873 | 38 | 0.31127
[57 empty] | 38.2 | 0.0107986736111111+41.2509331944445i | -0.706719477166958i | 0.0107986736111111+40.5442137172775i | 0.0191834803010191+18.3202236874733i | 0.0101467769949269+12.6184704101051i | 38.2 | 40.5 | 18.3202 | 12.6185 | 38.2 | 0.68877 | 38.2 | 0.31123
[57 empty] | 38.4 | 0.0107986736111111+41.4669066666667i | -0.703038646556713i | 0.0107986736111111+40.76386802011i | 0.0191834803010191+18.4161410889784i | 0.0101475419015288+12.6852505293814i | 38.4 | 40.8 | 18.4162 | 12.6853 | 38.4 | 0.68881 | 38.4 | 0.31119
[57 empty] | 38.6 | 0.0107986736111111+41.6828801388889i | -0.699395959268855i | 0.0107986736111111+40.98348417962i | 0.0191834803010191+18.5120584904835i | 0.0101482948510862+12.7520267794745i | 38.6 | 41 | 18.5121 | 12.752 | 38.6 | 0.68885 | 38.6 | 0.31115
|  | Info@VarStec.com | [31 empty] | 7 ¦ P a g e |  | Info@VarStec.com | [18 empty] | 8 ¦ P a g e |  | 38.8 | 0.0107986736111111+41.8988536111111i | -0.69579082545819i | 0.0107986736111111+41.2030627856529i | 0.0191834803010191+18.6079758919886i | 0.0101490360920064+12.8187992229593i | 38.8 | 41.2 | 18.608 | 12.8188 | 38.8 | 0.68889 | 38.8 | 0.31111
[57 empty] | 39 | 0.0107986736111111+42.1148270833333i | -0.692222667378918i | 0.0107986736111111+41.4226044159544i | 0.0191834803010191+18.7038932934937i | 0.0101497658662672+12.885567921056i | 39 | 41.4 | 18.7039 | 12.8856 | 39 | 0.68892 | 39 | 0.31108
[57 empty] | 39.2 | 0.0107986736111111+42.3308005555556i | -0.688690919075964i | 0.0107986736111111+41.6421096364796i | 0.0191834803010191+18.7998106949988i | 0.0101504844096158+12.9523329336663i | 39.2 | 41.6 | 18.7998 | 12.9523 | 39.2 | 0.68896 | 39.2 | 0.31104
[57 empty] | 39.4 | 0.0107986736111111+42.5467740277778i | -0.685195026085731i | 0.0107986736111111+41.8615790016921i | 0.0191834803010191+18.8957280965039i | 0.010151191951761+13.0190943194096i | 39.4 | 41.9 | 18.8957 | 13.0191 | 39.4 | 0.689 | 39.4 | 0.311
[57 empty] | 39.6 | 0.0107986736111111+42.7627475i | -0.681734445145904i | 0.0107986736111111+42.0810130548541i | 0.0191834803010191+18.991645498009i | 0.010151888716558+13.0858521356568i | 39.6 | 42.1 | 18.9917 | 13.0859 | 39.6 | 0.68903 | 39.6 | 0.31097
[57 empty] | 39.8 | 0.0107986736111111+42.9787209722222i | -0.678308643914015i | 0.0107986736111111+42.3004123283082i | 0.0191834803010191+19.0875628995141i | 0.0101525749221862+13.1526064385644i | 39.8 | 42.3 | 19.0876 | 13.1526 | 39.8 | 0.68907 | 39.8 | 0.31093
| Harmonic Filter Design - Notch Type ¦ Enter Customer PO # ¦ Stage 1 | [33 empty] | Harmonic Filter Design - Notch Type ¦ Enter Customer PO # ¦ Stage 1 | [21 empty] | 40 | 0.0107986736111111+43.1946944444445i | -0.674917100694445i | 0.0107986736111111+42.5197773437501i | 0.0191834803010191+19.1834803010192i | 0.0101532507813227+13.2193572831058i | 40 | 42.5 | 19.1835 | 13.2194 | 40 | 0.6891 | 40 | 0.3109
[57 empty] | 40.2 | 0.0107986736111111+43.4106679166667i | -0.671559304173577i | 0.0107986736111111+42.7391086124931i | 0.0191834803010191+19.2793977025243i | 0.010153916501307+13.2861047231036i | 40.2 | 42.7 | 19.2794 | 13.2861 | 40.2 | 0.68913 | 40.2 | 0.31087
| Appendix A | [55 empty] | 40.4 | 0.0107986736111111+43.6266413888889i | -0.668234753162816i | 0.0107986736111111+42.9584066357261i | 0.0191834803010191+19.3753151040294i | 0.0101545722843017+13.3528488112587i | 40.4 | 43 | 19.3753 | 13.3529 | 40.4 | 0.68917 | 40.4 | 0.31083
[57 empty] | 40.6 | 0.0107986736111111+43.8426148611111i | -0.664942956349207i | 0.0107986736111111+43.1776719047619i | 0.0191834803010191+19.4712325055345i | 0.0101552183274472+13.4195895991807i | 40.6 | 43.2 | 19.4712 | 13.4196 | 40.6 | 0.6892 | 40.6 | 0.3108
| Filter and Source Harmonic Current Injection Response | [55 empty] | 40.8 | 0.0107986736111111+44.0585883333333i | -0.661683432053377i | 0.0107986736111111+43.3969049012799i | 0.0191834803010191+19.5671499070396i | 0.0101558548230108+13.4863271374153i | 40.8 | 43.4 | 19.5672 | 13.4863 | 40.8 | 0.68923 | 40.8 | 0.31077
[57 empty] | 41 | 0.0107986736111111+44.2745618055556i | -0.65845570799458i | 0.0107986736111111+43.616106097561i | 0.0191834803010191+19.6630673085447i | 0.0101564819585303+13.5530614754724i | 41 | 43.6 | 19.6631 | 13.5531 | 41 | 0.68926 | 41 | 0.31074
| The chart on page 10 illustrates the predicted source harmonic current response for a 1 amp harmonic current injection applied at the harmonic filter terminals. The analysis is performed from the 1st through the 50th harmonic and provides insight into how harmonic currents injected at the filter terminals (representing harmonic current produced by VFDs and other non-linear plant loads) divide between the utility source and the harmonic filter network. The plotted quantity represents the ratio of harmonic current flowing toward the utility source to the injected harmonic current at each harmonic order. In this analysis, the injected harmonic current is fixed at 1 amp for each harmonic order evaluated. The resulting value therefore indicates how much harmonic current will flow toward the utility source for every 1 amp of harmonic current injected at the filter bus. For example: A value of 0.20 indicates that 20% of the injected harmonic current flows toward the source while approximately 80% is absorbed by the filter network. A value of 1.0 indicates no mitigation benefit, meaning essentially all injected harmonic current flows toward the source. Values greater than 1.0 indicate harmonic current magnification caused by resonance between the filter system and the utility source impedance. This behavior is important because harmonic filters do not operate as ideal current sinks. The filter capacitors interact with the utility system inductance and create resonant conditions whose frequency and damping characteristics depend on: utility short-circuit strength and X/R ratio, harmonic filter tuning, filter effective reactive power rating, damping resistor ohmic value (if present), filter topology (C-HP, Notch, HP, H-Type), and number of filter branches. Near parallel resonance conditions (peaks in the chart), injected harmonic current can produce amplified source harmonic current levels. In these regions, the source current may exceed the injected harmonic current magnitude, producing source currents greater than 1 amp. This is not an error in the calculation. It is a real system phenomenon associated with resonant energy exchange between the source inductance and filter capacitance. This effect is one of the primary reasons damping resistors are incorporated into high-pass, C-high-pass, and H-filter harmonic filter designs. Proper damping resistor selection reduces resonance magnification, broadens attenuation bandwidth, and stabilizes filter performance across varying system conditions. The response curve therefore serves three purposes: Mitigation Assessment Identifies frequencies where harmonic current is effectively diverted into the filter network rather than propagated toward the utility source. | [55 empty] | 41.2 | 0.0107986736111111+44.4905352777778i | -0.655259321062568i | 0.0107986736111111+43.8352759567152i | 0.0191834803010191+19.7589847100497i | 0.0101570999169545+13.6197926618524i | 41.2 | 43.8 | 19.759 | 13.6198 | 41.2 | 0.6893 | 41.2 | 0.3107
[57 empty] | 41.4 | 0.0107986736111111+44.70650875i | -0.652093817096082i | 0.0107986736111111+44.0544149329039i | 0.0191834803010191+19.8549021115548i | 0.0101577088767759+13.6865207440722i | 41.4 | 44.1 | 19.8549 | 13.6865 | 41.4 | 0.68933 | 41.4 | 0.31067
[57 empty] | 41.6 | 0.0107986736111111+44.9224822222222i | -0.648958750667735i | 0.0107986736111111+44.2735234715545i | 0.0191834803010191+19.9508195130599i | 0.0101583090121617+13.75324576869i | 41.6 | 44.3 | 19.9508 | 13.7532 | 41.6 | 0.68936 | 41.6 | 0.31064
[57 empty] | 41.8 | 0.0107986736111111+45.1384556944445i | -0.645853684875067i | 0.0107986736111111+44.4926020095694i | 0.0191834803010191+20.046736914565i | 0.0101589004930785+13.8199677813298i | 41.8 | 44.5 | 20.0467 | 13.82 | 41.8 | 0.68939 | 41.8 | 0.31061
[57 empty] | 42 | 0.0107986736111111+45.3544291666667i | -0.642778191137566i | 0.0107986736111111+44.7116509755291i | 0.0191834803010191+20.1426543160701i | 0.0101594834854137+13.8866868267044i | 42 | 44.7 | 20.1427 | 13.8867 | 42 | 0.68942 | 42 | 0.31058
[57 empty] | 42.2 | 0.0107986736111111+45.5704026388889i | -0.639731848999474i | 0.0107986736111111+44.9306707898894i | 0.0191834803010191+20.2385717175752i | 0.0101600581510929+13.9534029486389i | 42.2 | 44.9 | 20.2386 | 13.9534 | 42.2 | 0.68945 | 42.2 | 0.31055
[57 empty] | 42.4 | 0.0107986736111111+45.7863761111111i | -0.636714245938155i | 0.0107986736111111+45.1496618651729i | 0.0191834803010191+20.3344891190803i | 0.0101606246481925+14.0201161900924i | 42.4 | 45.1 | 20.3345 | 14.0201 | 42.4 | 0.68947 | 42.4 | 0.31053
[57 empty] | 42.6 | 0.0107986736111111+46.0023495833333i | -0.633724977177882i | 0.0107986736111111+45.3686246061554i | 0.0191834803010191+20.4304065205854i | 0.0101611831310495+14.0868265931793i | 42.6 | 45.4 | 20.4304 | 14.0868 | 42.6 | 0.6895 | 42.6 | 0.3105
[57 empty] | 42.8 | 0.0107986736111111+46.2183230555556i | -0.630763645508827i | 0.0107986736111111+45.5875594100468i | 0.0191834803010191+20.5263239220905i | 0.0101617337503676+14.1535341991904i | 42.8 | 45.6 | 20.5263 | 14.1535 | 42.8 | 0.68953 | 42.8 | 0.31047
[57 empty] | 43 | 0.0107986736111111+46.4342965277778i | -0.627829861111111i | 0.0107986736111111+45.8064666666667i | 0.0191834803010191+20.6222413235956i | 0.0101622766533187+14.220239048613i | 43 | 45.8 | 20.6223 | 14.2202 | 43 | 0.68956 | 43 | 0.31044
[57 empty] | 43.2 | 0.0107986736111111+46.65027i | -0.624923241383745i | 0.0107986736111111+46.0253467586163i | 0.0191834803010191+20.7181587251007i | 0.0101628119836427+14.2869411811505i | 43.2 | 46 | 20.7182 | 14.2869 | 43.2 | 0.68959 | 43.2 | 0.31041
[57 empty] | 43.4 | 0.0107986736111111+46.8662434722222i | -0.62204341077829i | 0.0107986736111111+46.2442000614439i | 0.0191834803010191+20.8140761266058i | 0.0101633398817427+14.3536406357414i | 43.4 | 46.2 | 20.8141 | 14.3536 | 43.4 | 0.68961 | 43.4 | 0.31039
[57 empty] | 43.6 | 0.0107986736111111+47.0822169444445i | -0.619190000637105i | 0.0107986736111111+46.4630269438074i | 0.0191834803010191+20.9099935281109i | 0.0101638604847782+14.4203374505777i | 43.6 | 46.5 | 20.91 | 14.4203 | 43.6 | 0.68964 | 43.6 | 0.31036
[57 empty] | 43.8 | 0.0107986736111111+47.2981904166667i | -0.616362649036023i | 0.0107986736111111+46.6818277676307i | 0.0191834803010191+21.005910929616i | 0.0101643739267542+14.487031663123i | 43.8 | 46.7 | 21.0059 | 14.487 | 43.8 | 0.68966 | 43.8 | 0.31034
[57 empty] | 44 | 0.0107986736111111+47.5141638888889i | -0.613561000631313i | 0.0107986736111111+46.9006028882576i | 0.0191834803010191+21.1018283311211i | 0.0101648803386082+14.5537233101296i | 44 | 46.9 | 21.1018 | 14.5537 | 44 | 0.68969 | 44 | 0.31031
[57 empty] | 44.2 | 0.0107986736111111+47.7301373611111i | -0.61078470651081i | 0.0107986736111111+47.1193526546003i | 0.0191834803010191+21.1977457326262i | 0.0101653798482942+14.620412427656i | 44.2 | 47.1 | 21.1978 | 14.6204 | 44.2 | 0.68972 | 44.2 | 0.31028
[57 empty] | 44.4 | 0.0107986736111111+47.9461108333333i | -0.608033424049049i | 0.0107986736111111+47.3380774092843i | 0.0191834803010191+21.2936631341313i | 0.0101658725808643+14.6870990510826i | 44.4 | 47.3 | 21.2937 | 14.6871 | 44.4 | 0.68974 | 44.4 | 0.31026
[57 empty] | 44.6 | 0.0107986736111111+48.1620843055556i | -0.605306816766318i | 0.0107986736111111+47.5567774887893i | 0.0191834803010191+21.3895805356364i | 0.0101663586585466+14.7537832151282i | 44.6 | 47.6 | 21.3896 | 14.7538 | 44.6 | 0.68976 | 44.6 | 0.31024
[57 empty] | 44.8 | 0.0107986736111111+48.3780577777778i | -0.602604554191468i | 0.0107986736111111+47.7754532235863i | 0.0191834803010191+21.4854979371415i | 0.0101668382008227+14.8204649538651i | 44.8 | 47.8 | 21.4855 | 14.8205 | 44.8 | 0.68979 | 44.8 | 0.31021
[35 empty] | Resonance and Magnification Assessment Identifies frequencies where filter-to-system interaction may amplify harmonic current flow toward the source, potentially resulting in IEEE 519 limits being exceeded. Filter Performance Assessment Using expected harmonic current injections, the expected harmonic current flow into the utility network can be quickly evaluated. The calculations are based on the modeled utility short-circuit strength at the point of interconnection together with the cumulative filter capacitance and impedance characteristics of the filter network. The utility source is represented as an equivalent Thevenin impedance derived from the available short-circuit current. In a similar manner, a corresponding plot for harmonic current flow into the filter can also be developed. This curve helps identify concerns related to filter component ratings and assists in properly rating filter components when harmonic load is added to the system. See the plot on page 11. | [21 empty] | 45 | 0.0107986736111111+48.59403125i | -0.599926311728395i | 0.0107986736111111+47.9941049382716i | 0.0191834803010191+21.5814153386466i | 0.0101673113245005+14.8871443007348i | 45 | 48 | 21.5814 | 14.8871 | 45 | 0.68981 | 45 | 0.31019
[57 empty] | 45.2 | 0.0107986736111111+48.8100047222222i | -0.597271770526057i | 0.0107986736111111+48.2127329516961i | 0.0191834803010191+21.6773327401517i | 0.0101677781437863+14.9538212885618i | 45.2 | 48.2 | 21.6773 | 14.9538 | 45.2 | 0.68984 | 45.2 | 0.31016
[57 empty] | 45.4 | 0.0107986736111111+49.0259781944445i | -0.594640617351934i | 0.0107986736111111+48.4313375770926i | 0.0191834803010191+21.7732501416568i | 0.0101682387703538+15.0204959495688i | 45.4 | 48.4 | 21.7733 | 15.0205 | 45.4 | 0.68986 | 45.4 | 0.31014
[57 empty] | 45.6 | 0.0107986736111111+49.2419516666667i | -0.592032544468811i | 0.0107986736111111+48.6499191221979i | 0.0191834803010191+21.8691675431619i | 0.0101686933134118+15.0871683153893i | 45.6 | 48.6 | 21.8692 | 15.0872 | 45.6 | 0.68988 | 45.6 | 0.31012
[57 empty] | 45.8 | 0.0107986736111111+49.4579251388889i | -0.589447249514799i | 0.0107986736111111+48.8684778893741i | 0.0191834803010191+21.965084944667i | 0.0101691418797685+15.1538384170825i | 45.8 | 48.9 | 21.9651 | 15.1538 | 45.8 | 0.68991 | 45.8 | 0.31009
[57 empty] | 46 | 0.0107986736111111+49.6738986111111i | -0.586884435386474i | 0.0107986736111111+49.0870141757246i | 0.0191834803010191+22.061002346172i | 0.0101695845738957+15.2205062851453i | 46 | 49.1 | 22.061 | 15.2205 | 46 | 0.68993 | 46 | 0.31007
[57 empty] | 46.2 | 0.0107986736111111+49.8898720833334i | -0.58434381012506i | 0.0107986736111111+49.3055282732083i | 0.0191834803010191+22.1569197476771i | 0.0101700214979887+15.2871719495256i | 46.2 | 49.3 | 22.1569 | 15.2872 | 46.2 | 0.68995 | 46.2 | 0.31005
[57 empty] | 46.4 | 0.0107986736111111+50.1058455555556i | -0.581825086805556i | 0.0107986736111111+49.52402046875i | 0.0191834803010191+22.2528371491822i | 0.0101704527520266+15.3538354396344i | 46.4 | 49.5 | 22.2528 | 15.3538 | 46.4 | 0.68997 | 46.4 | 0.31003
[57 empty] | 46.6 | 0.0107986736111111+50.3218190277778i | -0.579327983428708i | 0.0107986736111111+49.7424910443491i | 0.0191834803010191+22.3487545506873i | 0.0101708784338296+15.420496784358i | 46.6 | 49.7 | 22.3488 | 15.4205 | 46.6 | 0.68999 | 46.6 | 0.31001
[57 empty] | 46.8 | 0.0107986736111111+50.5377925i | -0.576852222815765i | 0.0107986736111111+49.9609402771842i | 0.0191834803010191+22.4446719521924i | 0.0101712986391143+15.4871560120696i | 46.8 | 50 | 22.4447 | 15.4872 | 46.8 | 0.69001 | 46.8 | 0.30999
[57 empty] | 47 | 0.0107986736111111+50.7537659722222i | -0.57439753250591i | 0.0107986736111111+50.1793684397163i | 0.0191834803010191+22.5405893536975i | 0.0101717134615485+15.5538131506411i | 47 | 50.2 | 22.5406 | 15.5538 | 47 | 0.69004 | 47 | 0.30996
[57 empty] | 47.2 | 0.0107986736111111+50.9697394444445i | -0.571963644656309i | 0.0107986736111111+50.3977757997882i | 0.0191834803010191+22.6365067552026i | 0.0101721229928032+15.6204682274537i | 47.2 | 50.4 | 22.6365 | 15.6205 | 47.2 | 0.69006 | 47.2 | 0.30994
[57 empty] | 47.4 | 0.0107986736111111+51.1857129166667i | -0.569550295944679i | 0.0107986736111111+50.616162620722i | 0.0191834803010191+22.7324241567077i | 0.0101725273226035+15.6871212694086i | 47.4 | 50.6 | 22.7324 | 15.6871 | 47.4 | 0.69008 | 47.4 | 0.30992
[57 empty] | 47.6 | 0.0107986736111111+51.4016863888889i | -0.567157227474323i | 0.0107986736111111+50.8345291614146i | 0.0191834803010191+22.8283415582128i | 0.0101729265387787+15.7537723029385i | 47.6 | 50.8 | 22.8283 | 15.7538 | 47.6 | 0.6901 | 47.6 | 0.3099
[57 empty] | 47.8 | 0.0107986736111111+51.6176598611111i | -0.564784184681544i | 0.0107986736111111+51.0528756764296i | 0.0191834803010191+22.9242589597179i | 0.0101733207273093+15.8204213540167i | 47.8 | 51.1 | 22.9243 | 15.8204 | 47.8 | 0.69012 | 47.8 | 0.30988
[57 empty] | 48 | 0.0107986736111111+51.8336333333333i | -0.562430917245371i | 0.0107986736111111+51.2712024160879i | 0.0191834803010191+23.020176361223i | 0.0101737099723739+15.8870684481678i | 48 | 51.3 | 23.0202 | 15.8871 | 48 | 0.69014 | 48 | 0.30986
[57 empty] | 48.2 | 0.0107986736111111+52.0496068055556i | -0.560097178999539i | 0.0107986736111111+51.4895096265561i | 0.0191834803010191+23.1160937627281i | 0.0101740943563947+15.9537136104771i | 48.2 | 51.5 | 23.1161 | 15.9537 | 48.2 | 0.69016 | 48.2 | 0.30984
[57 empty] | 48.4 | 0.0107986736111111+52.2655802777778i | -0.557782727846649i | 0.0107986736111111+51.7077975499312i | 0.0191834803010191+23.2120111642332i | 0.0101744739600813+16.0203568656002i | 48.4 | 51.7 | 23.212 | 16.0204 | 48.4 | 0.69018 | 48.4 | 0.30982
|  | Info@VarStec.com | [31 empty] | 9 ¦ P a g e |  | Info@VarStec.com | [18 empty] | 10 ¦ P a g e |  | 48.6 | 0.0107986736111111+52.48155375i | -0.55548732567444i | 0.0107986736111111+51.9260664243256i | 0.0191834803010191+23.3079285657383i | 0.0101748488624725+16.086998237772i | 48.6 | 51.9 | 23.3079 | 16.087 | 48.6 | 0.69019 | 48.6 | 0.30981
[57 empty] | 48.8 | 0.0107986736111111+52.6975272222222i | -0.553210738274135i | 0.0107986736111111+52.1443164839481i | 0.0191834803010191+23.4038459672434i | 0.0101752191409787+16.1536377508161i | 48.8 | 52.1 | 23.4039 | 16.1536 | 48.8 | 0.69021 | 48.8 | 0.30979
[57 empty] | 49 | 0.0107986736111111+52.9135006944445i | -0.550952735260771i | 0.0107986736111111+52.3625479591837i | 0.0191834803010191+23.4997633687485i | 0.0101755848714218+16.2202754281533i | 49 | 52.4 | 23.4998 | 16.2203 | 49 | 0.69023 | 49 | 0.30977
[57 empty] | 49.2 | 0.0107986736111111+53.1294741666667i | -0.548713089995483i | 0.0107986736111111+52.5807610766712i | 0.0191834803010191+23.5956807702536i | 0.0101759461280733+16.2869112928099i | 49.2 | 52.6 | 23.5957 | 16.2869 | 49.2 | 0.69025 | 49.2 | 0.30975
[57 empty] | 49.4 | 0.0107986736111111+53.3454476388889i | -0.546491579509672i | 0.0107986736111111+52.7989560593792i | 0.0191834803010191+23.6915981717587i | 0.0101763029836937+16.3535453674263i | 49.4 | 52.8 | 23.6916 | 16.3535 | 49.4 | 0.69027 | 49.4 | 0.30973
[57 empty] | 49.6 | 0.0107986736111111+53.5614211111111i | -0.544287984431004i | 0.0107986736111111+53.0171331266801i | 0.0191834803010191+23.7875155732638i | 0.010176655509568+16.4201776742653i | 49.6 | 53 | 23.7875 | 16.4202 | 49.6 | 0.69029 | 49.6 | 0.30971
| Harmonic Filter Design - Notch Type ¦ Enter Customer PO # ¦ Stage 1 | [33 empty] | Harmonic Filter Design - Notch Type ¦ Enter Customer PO # ¦ Stage 1 | [21 empty] | 49.8 | 0.0107986736111111+53.7773945833333i | -0.542102088911201i | 0.0107986736111111+53.2352924944221i | 0.0191834803010191+23.8834329747689i | 0.0101770037755424+16.4868082352197i | 49.8 | 53.2 | 23.8834 | 16.4868 | 49.8 | 0.6903 | 49.8 | 0.3097
[57 empty] | 50 | 0.0107986736111111+53.9933680555556i | -0.539933680555556i | 0.0107986736111111+53.453434375i | 0.0191834803010191+23.979350376274i | 0.0101773478500587+16.5534370718195i | 50 | 53.5 | 23.9794 | 16.5534 | 50 | 0.69032 | 50 | 0.30968
The scan is used to: - Evaluate harmonic filter performance. - Estimate harmonic current division between the filter and source. - Identify resonant points in the system. - Determine whether resonance occurs near a harmonic where significant current is injected. When filter impedance is lower than source impedance, more harmonic current flows into the filter. When filter impedance is higher than source impedance, more current flows into the source. When the two impedances are approximately equal, the current divides roughly 50/50. A resonance below the filter tuning point should be reviewed carefully, especially if it coincides with a significant harmonic current source. In that case, the scan may indicate a potential problem condition. Overall, this impedance scan provides a simplified but practical representation of system behavior based on the supplied source short-circuit MVA and X/R ratio and filter characteristics for the project.
Driving Point Impedance Scans
A driving point harmonic impedance scan as shown on page 12 and also on page 4 shows system impedance versus harmonic number or frequency. Impedance magnitude, in ohms, is plotted on the vertical axis, with harmonic number on the horizontal axis. The scan is used to evaluate how the system responds to harmonic current at different frequencies. This scan includes the filter impedance, source impedance, and total system impedance. For each harmonic, the impedance represents the voltage that would result from a 1-amp current injection at that point. Since impedance equals voltage divided by current, the voltage produced by a 1-amp injection is numerically equal to the impedance. The program uses the provided short-circuit level and X/R ratio to develop the source impedance curve, often used as a reference line. This provides a practical approximation of source behavior for harmonic analysis, especially where the transformer dominates the source impedance, typical for medium-voltage and industrial applications.
|  | Info@VarStec.com | [31 empty] | 11 ¦ P a g e |  | Info@VarStec.com | [18 empty] | 12 ¦ P a g e
This spreadsheet is used to support the design, tuning, and component selection associated with Notch type harmonic filters as engineered by VarStec Power Solutions. It provides a consistent methodology for determining all electrical parameters required for proper filter performance, including reactances, inductance, capacitor reactive power and voltage ratings, harmonic currents, voltage stresses, and damping resistance. The summary below describes the calculation process applied throughout the tool using a 13.8kV 1000 kvar filter branch as an example. The tool assumes that harmonic simulations have been conducted and that the current spectrum into the harmonic filter is known. These values are inserted in the blue highlighted fields of rows 24 and 25 on page 1. For additional information, engineering support, or custom filter designs, contact VarStec Power Solutions at info@varstec.com. The design process begins by establishing the fundamental kvar requirement of the harmonic filter, typically based on the kvar demand of the connected load or the kvar allocation assigned to each stage of a multi-stage harmonic filter. This requirement is defined as and forms the foundation of all subsequent calculations. Using the system’s nominal line-to-line voltage , the spreadsheet determines the fundamental filter reactance, . For a notch type filter, the summation of XC and XL must sum to this value where Xeff=XL-XC. Xc and determined using the tuning point and the relationship: .
This spreadsheet is used to support the design, tuning, and component selection associated with Notch type harmonic filters as engineered by VarStec Power Solutions. It provides a consistent methodology for determining all electrical parameters required for proper filter performance, including reactances, inductance, capacitor reactive power and voltage ratings, harmonic currents, voltage stresses, and damping resistance. The summary below describes the calculation process applied throughout the tool using a 13.8kV 1000 kvar filter branch as an example. The tool assumes that harmonic simulations have been conducted and that the current spectrum into the harmonic filter is known. These values are inserted in the blue highlighted fields of rows 24 and 25 on page 1. For additional information, engineering support, or custom filter designs, contact VarStec Power Solutions at info@varstec.com. The design process begins by establishing the fundamental kvar requirement of the harmonic filter, typically based on the kvar demand of the connected load or the kvar allocation assigned to each stage of a multi-stage harmonic filter. This requirement is defined as 𝑄_𝑒𝑓𝑓 and forms the foundation of all subsequent calculations. Using the system’s nominal line-to-line voltage 𝑘𝑉_𝐿𝐿𝑆𝑌𝑆, the spreadsheet determines the fundamental filter reactance, 𝑋_𝑒𝑓𝑓. For a notch type filter, the summation of XC and XL must sum to this value where Xeff=XL-XC. Xc and determined using the tuning point and the relationship: 𝑋_𝐶=(ℎ^2/(ℎ^2−1)) 𝑋_𝑒𝑓𝑓 .
The harmonic filter design must ensure capacitor operating duties stay within IEEE/IEC-rated limits, including the allowable 10% continuous overvoltage. The spreadsheet checks four key parameters against their rated duty: % Rated Volts, % Crest Voltage, % Amps, % kVAR. If any value exceeds its limit, the cell turns red. In that case, increase the capacitor voltage rating. The objective is to meet the required duty without significantly exceeding the rating, which would increase cost.
With XC known, XL is computed using the relationship: Xeff=XL-XC. From there L and C are calculated.
The capacitor kvar ratings is then determined using the rated operating voltage. With kvar and reactances established, the spreadsheet computes the fundamental filter current and applies injected harmonic current data to evaluate the resulting capacitor voltage stresses, current duty, and reactive power duty. These computed values are compared against industry-standard capacitor ratings to confirm suitability for the intended application.
Taken together, these calculations define a complete, consistent, and repeatable VarStec methodology for the engineering of notch type harmonic filters. The spreadsheet determines all critical design parameters, including reactances, inductance, kvar ratings, current loading, and voltage stress, using standardized electrical notation to provide traceability, transparency, and field-proven reliability.
(ohms) =
𝑋_𝑒𝑓𝑓= 〖〖𝑘𝑉〗_𝐿𝐿𝑆𝑌𝑆〗^2/𝑄_𝑒𝑓𝑓 (ohms) = 〖13.8〗^2/(1.0 )=190.4 (𝑜ℎ𝑚𝑠)
(ohms) = 190.4 (ohms)=199.4 (ohms)
𝑋_𝐶=(ℎ^2/(ℎ^2−1)) 𝑋_𝑒𝑓𝑓 (ohms) = (〖4.7〗^2/(〖4.7〗^2−1)) 190.4 (ohms)=199.4 (ohms)
=
𝑋_𝐿=𝑋_𝐶/ℎ^2 = 199.4/〖4.7〗^2 =9.03 𝑜ℎ𝑚𝑠
= 23.95 mH
𝐻(𝑖𝑛𝑑𝑢𝑐𝑡𝑎𝑛𝑐𝑒)=𝑋_𝐿/2𝜋𝑓×1000(𝑚𝐻)=9.03/(2𝜋 60)×1000(𝑚𝐻)= 23.95 mH
𝐼_(𝐹𝐼𝐿𝑇𝐸𝑅 𝑅𝑀𝑆 𝐶𝑈𝑅𝑅𝐸𝑁𝑇)=√(∑_(𝑛=1)^𝑛▒𝐼_𝑛^2 )
𝐼_(𝑅𝐴𝑇𝐸𝐷 𝐹𝑈𝑁𝐷𝐴𝑀𝐸𝑁𝑇𝐴𝐿)= 𝑄_𝑒𝑓𝑓/(1.73×〖𝑘𝑉〗_𝐿𝐿𝑆𝑌𝑆 )×1000=1.0/(1.73×13.8)×1000=41.88 𝑎𝑚𝑝𝑠
〖𝑄_(𝑅𝐴𝑇𝐸𝐷 𝑃𝐸𝑅 𝑃𝐻𝐴𝑆𝐸 (𝑀𝑉𝐴𝑅)) =(𝑉_(𝐶𝐴𝑃 𝑅𝐴𝑇𝐼𝑁𝐺) )^2/𝑋_𝐶 =(9.54)^2/199.47=0.456 𝑀𝑉𝐴𝑅/𝑃ℎ𝑎𝑠𝑒〗_
𝑄_𝑒𝑓𝑓=𝑂𝑢𝑡𝑝𝑢𝑡 𝑀𝑉𝐴𝑅 𝑅𝑎𝑡𝑖𝑛𝑔 𝑜𝑓 𝐹𝑖𝑙𝑡𝑒𝑟=(𝐷𝑒𝑠𝑖𝑟𝑒𝑑 3 𝑃ℎ𝑎𝑠𝑒 𝑘𝑣𝑎𝑟)/1000 =1.0 𝑀𝑉𝐴𝑅
k
k𝑉_𝐿𝐿𝑆𝑌𝑆=𝐹𝑖𝑙𝑡𝑒𝑟 𝑁𝑜𝑚𝑖𝑛𝑎𝑙 𝐿𝑖𝑛𝑒−𝑡𝑜−𝐿𝑖𝑛𝑒 𝑉𝑜𝑙𝑡𝑎𝑔𝑒 𝑅𝑎𝑡𝑖𝑛𝑔 (𝐾𝑉)=13.8 𝑘𝑉
(f)
𝐶=1/(2𝜋𝑓𝑋_𝑐 ) (f)
𝐿=𝑋_𝐿/2𝜋𝑓 (𝐻)
VLN
JXL
-JXC

## HP Filter Design
[60 empty] | Z short circuit | 0.47997 | [6 empty] | R | 0.019183
[55 empty] | SD - Standard Duty Capacitors | [12 empty] | X | 0.47959 |  |  | Filter Current | Reactor Impedance | Resistor | Capacitor | Total Impedance of Filter |  | I x Z (volts mag) | Resistor Current | Reactor Current | Capacitor Voltage | Capacitor Voltage Plus 10% Fund | Capacitor Peak Voltage | Capacitor Peak Voltage at 110% Fundamental | Capacitor Current+10% Fundamental | kvar of capacitor fundamental | kvar of capacitor +10% | Resistor Losses (watts) | Reactor Losses |  |  | Calculated Reactor Current | VarStec Rating
[33 empty] | VarStec Power Solutions, Inc. | [21 empty] | HD- Heavy Duty Capacitors |  | Reactor Impedance | Resistor | Capacitor | Total Filter Impedance | Source Impedance | source + filter |  | Attenuation Plot (Filter Current) |  | Attenuation Plot (Source Current) |  | Filter Impedance | Source Impedance | Total Impedance | Harm# | [5 empty] | Zmag | [11 empty] | (watts) | Harm #: | Injection
[33 empty] | PO Box 942 | [21 empty] | EXD - Extreme Duty Capacitors | Harm# | [6 empty] | Harm #: |  | Harm #: |  | Harm#: |  |  |  | 1 | 139.0621 | 0.0215973472222222+2.15973472222222i | 86.3893888888889 | -53.9933680555556i | 0.0755111598403155-51.8360604392335i | 51.8361 | 7208.4377 | 3.4748 | 138.9839 | 7508.4297 | 8259.2726 | 10618.5231 | 11680.3754 | 152.9683 | 1044137.7928 | 1263406.7293 | 1043.0687 | 417.1649 | 1 | 139.0621 | 138.9839 | 208.4759
[33 empty] | Saratoga Springs, NY 12866 | Harmonic Filter Design - High-Pass (HP) Type ¦ Enter Customer PO # ¦ Stage 1 | [21 empty] | 1 | 0.0215973472222222+2.15973472222222i | 86.3893888888889 | -53.9933680555556i | 0.0755111598403155-51.8360604392335i | 0.0191834803010191+0.479587007525479i | 0.0195500095589465+0.484057738636328i | 1 | 0.0093458 | 1 | 1.0093 | 1 | 51.8361 | 0.47997 | 0.48445 | 2 | 0 | 0.0215973472222222+4.31946944444445i | 86.3893888888889 | -26.9966840277778i | 0.236865607155683-22.6901345010728i | 22.6914 | 0 | 0 | 0 | 0 | 0 | 0 | 0 | 0 | 0 | 0 | 0 | 0 | 2 | 0 | 0 | 0
[33 empty] | 518.369.7589 | [22 empty] | 1.2 | 0.0215973472222222+2.59168166666667i | 86.3893888888889 | -44.9944733796296i | 0.0992142903516427-42.4064151562293i | 0.0191834803010191+0.575504409030575i | 0.0197337090352898+0.583411771484161i | 1.2 | 0.013765 | 1.2 | 1.0138 | 1.2 | 42.4065 | 0.57582 | 0.58375 | 3 | 0 | 0.0215973472222222+6.47920416666667i | 86.3893888888889 | -17.9977893518519i | 0.504453251366083-11.5580291190959i | 11.569 | 0 | 0 | 0 | 0 | 0 | 0 | 0 | 0 | 0 | 0 | 0 | 0 | 3 | 0 | 0 | 0
| Harmonic Filter Design / High-Pass (HP) Type | [32 empty] | 📐 DESIGN VERIFICATION | [21 empty] | 1.4 | 0.0215973472222222+3.02362861111111i | 86.3893888888889 | -38.566691468254i | 0.127210302225933-35.5482698231321i | 0.0191834803010191+0.671421810535671i | 0.0199762876847423+0.684333618951163i | 1.4 | 0.019259 | 1.4 | 1.0192 | 1.4 | 35.5485 | 0.6717 | 0.68463 | 4 | 0 | 0.0215973472222222+8.63893888888889i | 86.3893888888889 | -13.4983420138889i | 0.876295478158783-4.9491699658279i | 5.0261 | 0 | 0 | 0 | 0 | 0 | 0 | 0 | 0 | 0 | 0 | 0 | 0 | 4 | 0 | 0 | 0
[56 empty] | 1.6 | 0.0215973472222222+3.45557555555556i | 86.3893888888889 | -33.7458550347222i | 0.159490828074118-30.2975211957493i | 0.0191834803010191+0.767339212040767i | 0.0203009698240561+0.787259231296857i | 1.6 | 0.025993 | 1.6 | 1.026 | 1.6 | 30.2979 | 0.76758 | 0.78752 | 5 | 100 | 0.0215973472222222+10.7986736111111i | 86.3893888888889 | -10.7986736111111i | 1.34967338033542-0.1713659994448i | 1.3605 | 136.0509 | 12.4004 | 99.2034 | 1079.8674 | 1079.8674 | 1527.1631 | 1527.1631 | 100 | 107986.7361 | 107986.7361 | 13284.1877 | 212.5355 | 5 | 100 | 99.2034 | 148.8051
| 📜 PROJECT DETAILS | [30 empty] | July 18, 2026 |  | Capacitor Design Ratings Versus Duty Rating | [21 empty] | 1.8 | 0.0215973472222222+3.8875225i | 86.3893888888889 | -29.9963155864198i | 0.196046230075199-26.1185845995199i | 0.0191834803010191+0.863256613545863i | 0.0207461342817426+0.892735844453655i | 1.8 | 0.034188 | 1.8 | 1.0342 | 1.8 | 26.1193 | 0.86347 | 0.89298 | 7 | 100 | 0.0215973472222222+15.1181430555556i | 86.3893888888889 | -7.7133382936508i | 2.58676457229578+6.9484555133013i | 7.4143 | 741.4336 | 17.2339 | 98.4792 | 771.3338 | 771.3338 | 1090.8308 | 1090.8308 | 100 | 77133.3829 | 77133.3829 | 25658.1915 | 209.4437 | 7 | 100 | 98.4792 | 147.7187
[41 empty] | Design Values | [14 empty] | 2 | 0.0215973472222222+4.31946944444444i | 86.3893888888889 | -26.9966840277778i | 0.236865607155682-22.6901345010728i | 0.0191834803010191+0.959174015050959i | 0.0213752788913744+1.00146784637032i | 2 | 0.044144 | 2 | 1.0441 | 2 | 22.6914 | 0.95937 | 1.0017 | 11 | 100 | 0.0215973472222222+23.7570819444445i | 86.3893888888889 | -4.90848800505051i | 6.09111385813607+17.1680185017799i | 18.2165 | 1821.6545 | 26.5095 | 96.3981 | 490.8488 | 490.8488 | 694.165 | 694.165 | 100 | 49084.8801 | 49084.8801 | 60710.4431 | 200.6855 | 11 | 100 | 96.3981 | 144.5972
|  |  |  | Project Name: | Enter Project Name | [16 empty] | VarStec SO #: |  | Enter SO Number | [16 empty] | At Nominal Voltage | [5 empty] | At 110% System Voltage | [8 empty] | 2.2 | 0.0215973472222222+4.75141638888889i | 86.3893888888889 | -24.5424400252525i | 0.281936803095953-19.8077138420797i | 0.0191834803010191+1.05509141655605i | 0.0222942558591206+1.11438515950705i | 2.2 | 0.056266 | 2.2 | 1.0562 | 2.2 | 19.8097 | 1.0553 | 1.1146 | 13 | 0 | 0.0215973472222222+28.0765513888889i | 86.3893888888889 | -4.15333600427351i | 8.26894015697971+21.2294641335626i | 22.783 | 0 | 0 | 0 | 0 | 0 | 0 | 0 | 0 | 0 | 0 | 0 | 0 | 13 | 0 | 0 | 0
|  |  |  | Customer PO #: | Enter Customer PO # | [16 empty] | Revision #: |  | Rev 1 | [10 empty] | Design Parameter | [13 empty] | Rated Duty | [6 empty] | 2.4 | 0.0215973472222222+5.18336333333333i | 86.3893888888889 | -22.4972366898148i | 0.331246415552361-17.3350386909143i | 0.0191834803010191+1.15100881806115i | 0.0236820338770313+1.23274846362965i | 2.4 | 0.071113 | 2.4 | 1.0711 | 2.4 | 17.3382 | 1.1512 | 1.233 | 17 | 0 | 0.0215973472222222+36.7154902777778i | 86.3893888888889 | -3.17608047385621i | 13.2294933116912+27.9091038503718i | 30.8859 | 0 | 0 | 0 | 0 | 0 | 0 | 0 | 0 | 0 | 0 | 0 | 0 | 17 | 0 | 0 | 0
|  |  |  | Tag #: | Enter Tag Number | [16 empty] | Stage/Branch: |  | Stage 1 | [14 empty] | % RATED VOLTS: |  | 76.71% | [5 empty] | 84.13% |  | 125% | [6 empty] | 2.6 | 0.0215973472222222+5.61531027777778i | 86.3893888888889 | -20.7666800213675i | 0.384779805982578-15.1777776565698i | 0.0191834803010191+1.24692621956625i | 0.0258477142116459+1.35831674672185i | 2.6 | 0.089481 | 2.6 | 1.0894 | 2.6 | 15.1827 | 1.2471 | 1.3586 | 19 | 0 | 0.0215973472222222+41.0349597222222i | 86.3893888888889 | -2.84175621345029i | 15.9145336894332+30.6254332089356i | 34.5136 | 0 | 0 | 0 | 0 | 0 | 0 | 0 | 0 | 0 | 0 | 0 | 0 | 19 | 0 | 0 | 0
[39 empty] | % CREST VOLTAGE: |  | 98.9% | [5 empty] | 106.4% |  | 135% | [6 empty] | 2.8 | 0.0215973472222222+6.04725722222222i | 86.3893888888889 | -19.283345734127i | 0.442521110460527-13.2685686838996i | 0.0191834803010191+1.34284362107134i | 0.0293411056092189+1.49362448789714i | 2.8 | 0.11253 | 2.8 | 1.1124 | 2.8 | 13.2759 | 1.343 | 1.4939 | 23 | 0 | 0.0215973472222222+49.6738986111111i | 86.3893888888889 | -2.34753774154589i | 21.4736355382445+34.9696911278572i | 41.0365 | 0 | 0 | 0 | 0 | 0 | 0 | 0 | 0 | 0 | 0 | 0 | 0 | 23 | 0 | 0 | 0
| 🧮 SPECIFICATION DETAILS | [37 empty] | % 60HZ AMPS: |  | 120.4% | [5 empty] | 125.3% |  | 135% | [6 empty] | 3 | 0.0215973472222222+6.47920416666667i | 86.3893888888889 | -17.9977893518519i | 0.504453251366083-11.5580291190959i | 0.0191834803010191+1.43876102257644i | 0.0351792418626199+1.6424604686434i | 3 | 0.142 | 3 | 1.1417 | 3 | 11.569 | 1.4389 | 1.6428 | 25 | 0 | 0.0215973472222222+53.9933680555556i | 86.3893888888889 | -2.15973472222222i | 24.2734881942228+36.6530000282565i | 43.9619 | 0 | 0 | 0 | 0 | 0 | 0 | 0 | 0 | 0 | 0 | 0 | 0 | 25 | 0 | 0 | 0
|  | Key Filter Ratings | [36 empty] | % 60HZ KVAR: |  | 69.58% | [5 empty] | 81.51% |  | 135% | [6 empty] | 3.2 | 0.0215973472222222+6.91115111111111i | 86.3893888888889 | -16.8729275173611i | 0.570557949933503-10.0091369898765i | 0.0191834803010191+1.53467842408153i | 0.0453425361522432+1.81073650640625i | 3.2 | 0.18067 | 3.2 | 1.1802 | 3.2 | 10.0254 | 1.5348 | 1.8113 | 29 | 0 | 0.0215973472222222+62.6323069444445i | 86.3893888888889 | -1.86184027777778i | 29.7682191306529+39.1782477749302i | 49.2045 | 0 | 0 | 0 | 0 | 0 | 0 | 0 | 0 | 0 | 0 | 0 | 0 | 29 | 0 | 0 | 0
[13 empty] | kVLLsys (System Line-to-Line Voltage Rating): | 12.47 |  |  | kV | [10 empty] | Xeff Filter Effective Reactance): | 51.8336 |  |  | Ohms | [23 empty] | 3.4 | 0.0215973472222222+7.34309805555556i | 86.3893888888889 | -15.880402369281i | 0.640815739641536-8.59359535334895i | 0.0191834803010191+1.63059582558663i | 0.0639555573523036+2.00815224995421i | 3.4 | 0.23315 | 3.4 | 1.2321 | 3.4 | 8.6175 | 1.6307 | 2.0092 | 31 | 0 | 0.0215973472222222+66.9517763888889i | 86.3893888888889 | -1.74172155017921i | 32.4204714945232+40.0737355661751i | 51.546 | 0 | 0 | 0 | 0 | 0 | 0 | 0 | 0 | 0 | 0 | 0 | 0 | 31 | 0 | 0 | 0
|  |  | Qeff (3-Phase Output Rating of Filter): | [10 empty] | 3000 |  |  | kvar | [16 empty] | ICAP (Fundamental Current per Capacitor): | [8 empty] | 46.354 |  |  | amps |  |  |  |  | Capacitive Reactance (per can): | 161.9801 | Ohms |  |  | 3.6 | 0.0215973472222222+7.775045i | 86.3893888888889 | -14.9981577932099i | 0.715205980426982-7.28940851876694i | 0.0191834803010191+1.72651322709173i | 0.100406743245334+2.25156902195902i | 3.6 | 0.30771 | 3.6 | 1.3053 | 3.6 | 7.3244 | 1.7266 | 2.2538 | 35 | 0 | 0.0215973472222222+75.5907152777778i | 86.3893888888889 | -1.54266765873016i | 37.462510452662+41.2576508933303i | 55.7282 | 0 | 0 | 0 | 0 | 0 | 0 | 0 | 0 | 0 | 0 | 0 | 0 | 35 | 0 | 0 | 0
|  |  | hn (Tuning Point of Filter): | [10 empty] | 5 |  |  | (harmonic number) | [10 empty] | hf : | 300 |  |  | Hz |  | I CAP FUSE (Minimum Fuse Rating): | [8 empty] | 83.4372 |  |  | amps |  |  |  |  | Capacitance (per can): | 16.3765 | µF |  |  | 3.8 | 0.0215973472222222+8.20699194444445i | 86.3893888888889 | -14.2087810672515i | 0.793706873702555-6.07922366515931i | 0.0191834803010191+1.82243062859682i | 0.178767264850016+2.57209387123195i | 3.8 | 0.42055 | 3.8 | 1.4147 | 3.8 | 6.1308 | 1.8225 | 2.5783 | 37 | 0 | 0.0215973472222222+79.9101847222222i | 86.3893888888889 | -1.45928021771772i | 39.834882416289+41.5928752305751i | 57.5915 | 0 | 0 | 0 | 0 | 0 | 0 | 0 | 0 | 0 | 0 | 0 | 0 | 37 | 0 | 0 | 0
|  |  | f (System Frequency): | [10 empty] | 60 |  |  | (HZ) | [10 empty] | IRATED FUNDAMENTAL: | 139.0621 |  |  | amps |  | VCAP FUNDAMENTAL VOLTAGE: | [8 empty] | 7.5084 |  |  | kV | [9 empty] | 4 | 0.0215973472222222+8.63893888888889i | 86.3893888888889 | -13.4983420138889i | 0.876295478158783-4.9491699658279i | 0.0191834803010191+1.91834803010192i | 0.371430292176766+3.02836426391749i | 4 | 0.60704 | 4 | 1.5904 | 4 | 5.0261 | 1.9184 | 3.0511
| DF (Damping Factor of High-Pass Filter): | [12 empty] | 8 | [13 empty] | IFILTER RMS CURRENT: | 222.1222 |  |  | amps |  | VCAP RMS VOLTAGE: | [8 empty] | 7.6406 |  |  | kV | [9 empty] | 4.2 | 0.0215973472222222+9.07088583333334i | 86.3893888888889 | -12.8555638227513i | 0.962947726328857-3.8880293842921i | 0.0191834803010191+2.01426543160701i | 0.941794309843287+3.69578584471312i | 4.2 | 0.95216 | 4.2 | 1.8934 | 4.2 | 4.0055 | 2.0144 | 3.8139 | RMS | 222.1222 | [6 empty] | 34.141 | 219.4278 | 7640.5836 | 8379.5935 | 13930.6819 | 14992.5342 | 231.0829 | 1278.3428 | 1497.6117 | 100695.8909
[34 empty] | VCAP, PEAK CAP VOLTAGE: | [8 empty] | 13.9307 |  |  | kV | [9 empty] | 4.4 | 0.0215973472222222+9.50283277777778i | 86.3893888888889 | -12.2712200126263i | 1.05363844189431-2.88663361005753i | 0.0191834803010191+2.11018283311211i | 2.77864483155015+4.0318667266407i | 4.4 | 1.5935 | 4.4 | 2.3204 | 4.4 | 3.0729 | 2.1103 | 4.8966 | [8 empty] | RMS | RMS | RMS | RMS | peak | peak
| Expected Harmonic Current (amps) Into Line Side of Filter of Filter Branch/Stage | [32 empty] | ICAP RMS CURRENT: | [8 empty] | 222.1222 |  |  | amps | [9 empty] | 4.6 | 0.0215973472222222+9.93477972222223i | 86.3893888888889 | -11.7376887077295i | 1.1483413577087-1.93741830924339i | 0.0191834803010191+2.20610023461721i | 3.96192250301992+1.22626320210793i | 4.6 | 1.8415 | 4.6 | 1.8799 | 4.6 | 2.2522 | 2.2062 | 4.1474
| (n) Harmonic: | [5 empty] | 1 | 2 |  | 3 |  | 4 | 5 |  | 7 |  | 11 |  | 13 | 17 | 19 |  | 23 |  | 25 | 29 |  | 31 |  | 35 |  | 37 |  | QCAPACITOR (1-phase): | [8 empty] | 1278.3428 |  |  | kvar | [9 empty] | 4.8 | 0.0215973472222222+10.3667266666667i | 86.3893888888889 | -11.2486183449074i | 1.24702913451544-1.0340888067671i | 0.0191834803010191+2.3020176361223i | 2.07390104835281+0.174762679768698i | 4.8 | 1.2847 | 4.8 | 0.90407 | 4.8 | 1.62 | 2.3021 | 2.0813
| (In) Filter current: | [5 empty] | 139.0621 | 0 |  | 0 |  | 0 | 100 |  | 100 |  | 100 |  | 0 | 0 | 0 |  | 0 |  | 0 | 0 |  | 0 |  | 0 |  | 0 | [23 empty] | 5 | 0.0215973472222222+10.7986736111111i | 86.3893888888889 | -10.7986736111111i | 1.34967338033542-0.1713659994448i | 0.0191834803010191+2.3979350376274i | 1.14131450820225+0.505477354784387i | 5 | 0.91748 | 5 | 0.52053 | 5 | 1.3605 | 2.398 | 1.2482
[56 empty] | 5.2 | 0.0215973472222222+11.2306205555556i | 86.3893888888889 | -10.3833400106838i | 1.45624467049928+0.655209100429101i | 0.0191834803010191+2.49385243913249i | 0.752990672648244+0.86281026073262i | 5.2 | 0.71715 | 5.2 | 0.45919 | 5.2 | 1.5969 | 2.4939 | 1.1452
| Capacitor Rating Details | [54 empty] | 5.4 | 0.0215973472222222+11.6625675i | 86.3893888888889 | -9.99877186213992i | 1.56671256829812+1.44942739132648i | 0.0191834803010191+2.58976984063759i | 0.562701046856878+1.142804732283i | 5.4 | 0.59682 | 5.4 | 0.49186 | 5.4 | 2.1343 | 2.5898 | 1.2738
VCAP RATING (Voltage Rating of Capacitor): | [13 empty] | 9.96 |  |  | kV | [9 empty] | Individual Capacitor Rating: | 612.4308 |  |  | kvar | [24 empty] | 5.6 | 0.0215973472222222+12.0945144444445i | 86.3893888888889 | -9.64167286706349i | 1.68104564622676+2.21453113590851i | 0.0191834803010191+2.68568724214269i | 0.456238559350045+1.36544930940624i | 5.6 | 0.51781 | 5.6 | 0.53603 | 5.6 | 2.7803 | 2.6858 | 1.4397
N (Number of Capacitors Per Phase): | [13 empty] | 3 | [12 empty] | Q RATED PER PHASE: | 1837.2923 |  |  | kvar | [24 empty] | 5.8 | 0.0215973472222222+12.5264613888889i | 86.3893888888889 | -9.30920138888889i | 1.79921150779197+2.95330870384691i | 0.0191834803010191+2.78160464364778i | 0.390961590193447+1.550388667382i | 5.8 | 0.46236 | 5.8 | 0.57481 | 5.8 | 3.4582 | 2.7817 | 1.5989
[7 empty] | HD- Heavy Duty Capacitors | [19 empty] | XC: | 53.9934 |  |  | Ohms | [24 empty] | 6 | 0.0215973472222222+12.9584083333333i | 86.3893888888889 | -8.99889467592592i | 1.92117680985872+3.66817036966718i | 0.0191834803010191+2.87752204515288i | 0.348355621221438+1.71018143711339i | 6 | 0.42149 | 6 | 0.60652 | 6 | 4.1408 | 2.8776 | 1.7453
[27 empty] | Capacitor Capacitance (per phase): | 49.13 |  |  | 𝜇F/Phase | [24 empty] | 6.2 | 0.0215973472222222+13.3903552777778i | 86.3893888888889 | -8.70860775089606i | 2.04690728550585+4.36120944332974i | 0.0191834803010191+2.97343944665797i | 0.319351620736282+1.85262239908199i | 6.2 | 0.39022 | 6.2 | 0.63223 | 6.2 | 4.8177 | 2.9735 | 1.8799
[56 empty] | 6.4 | 0.0215973472222222+13.8223022222222i | 86.3893888888889 | -8.43646375868055i | 2.17636776736341+5.03425194183845i | 0.0191834803010191+3.06935684816307i | 0.299072535904464+1.98267153074295i | 6.4 | 0.36559 | 6.4 | 0.65325 | 6.4 | 5.4845 | 3.0694 | 2.0051
| Tuning Reactor | [54 empty] | 6.6 | 0.0215973472222222+14.2542491666667i | 86.3893888888889 | -8.18081334175084i | 2.30952221140276+5.68889723239086i | 0.0191834803010191+3.16527424966816i | 0.284696402997171+2.10359483285993i | 6.6 | 0.34574 | 6.6 | 0.67063 | 6.6 | 6.1398 | 3.1653 | 2.1228
| X/Rratio (Tuning Reactor at System Frequency): | [12 empty] | 100 |  |  |  | XL (Inductive Reactance): | [9 empty] | 2.1597 |  |  | ohms | [24 empty] | 6.8 | 0.0215973472222222+14.6861961111111i | 86.3893888888889 | -7.94020118464052i | 2.44633372115023+6.32655150570238i | 0.0191834803010191+3.26119165117326i | 0.274491924355497+2.217615967557i | 6.8 | 0.32943 | 6.8 | 0.68518 | 6.8 | 6.7831 | 3.2612 | 2.2345
[13 empty] | Enter Fundamental Current Design Margin: | 1.5 |  |  | HL (Inductance): | [10 empty] | 5.729 |  |  | mH | [24 empty] | 7 | 0.0215973472222222+15.1181430555556i | 86.3893888888889 | -7.71333829365079i | 2.58676457229578+6.94845551330131i | 0.0191834803010191+3.35710905267836i | 0.267345029485628+2.32629535859893i | 7 | 0.31582 | 7 | 0.6975 | 7 | 7.4143 | 3.3572 | 2.3416
[13 empty] | Enter Harmonic Current Design Margin: | 1.5 | [41 empty] | 7.2 | 0.0215973472222222+15.55009i | 86.3893888888889 | -7.49907889660494i | 2.73077623766629+7.55570768396996i | 0.0191834803010191+3.45302645418345i | 0.262509910872662+2.43075762075033i | 7.2 | 0.30432 | 7.2 | 0.70803 | 7.2 | 8.034 | 3.4531 | 2.4449
[56 empty] | 7.4 | 0.0215973472222222+15.9820369444445i | 86.3893888888889 | -7.29640108858859i | 2.8783294125354+8.14928349339141i | 0.0191834803010191+3.54894385568855i | 0.259470408149548+2.53183248843275i | 7.4 | 0.29448 | 7.4 | 0.71713 | 7.4 | 8.6427 | 3.549 | 2.5451
| High-Pass Resistor | [54 empty] | 7.6 | 0.0215973472222222+16.4139838888889i | 86.3893888888889 | -7.10439053362573i | 3.02938404023868+8.73005177704017i | 0.0191834803010191+3.64486125719364i | 0.257859030172398+2.630144869753i | 7.6 | 0.28599 | 7.6 | 0.72505 | 7.6 | 9.2407 | 3.6449 | 2.6428
[13 empty] | Rw (Resistor KW/Phase - Specified): | 150 |  |  | kW/Phase | [38 empty] | 7.8 | 0.0215973472222222+16.8459308333333i | 86.3893888888889 | -6.92222667378917i | 3.18389933806629+9.29878853481903i | 0.0191834803010191+3.74077865869874i | 0.25740766998201+2.72617403553687i | 7.8 | 0.2786 | 7.8 | 0.732 | 7.8 | 9.8288 | 3.7408 | 2.7383
[10 empty] | Iresistor current (actual): | 34.141 |  | amps | [13 empty] | R (Resistor Ohm rating/phase): | 86.3894 |  |  | Ohms | [24 empty] | 8 | 0.0215973472222222+17.2778777777778i | 86.3893888888889 | -6.74917100694444i | 3.3418338234022+9.85618866623466i | 0.0191834803010191+3.83669606020384i | 0.257916530668061+2.82029352580248i | 8 | 0.27212 | 8 | 0.73814 | 8 | 10.4073 | 3.8367 | 2.8321
[10 empty] | Ifundamental resistor current (specified): | 41.6692 |  | amps | [13 empty] | (Rw) (Resistor KW/phase, actual): | 100.6959 |  |  | kW/Phase | [24 empty] | 8.2 | 0.0215973472222222+17.7098247222222i | 86.3893888888889 | -6.5845570799458i | 3.50314534008104+10.4028759892925i | 0.0191834803010191+3.93261346170893i | 0.259233921762184+2.91279868001186i | 8.2 | 0.26641 | 8.2 | 0.7436 | 8.2 | 10.9769 | 3.9327 | 2.9243
[56 empty] | 8.4 | 0.0215973472222222+18.1417716666667i | 86.3893888888889 | -6.42778191137566i | 3.66779108493405+10.9394118290198i | 0.0191834803010191+4.02853086321403i | 0.261242764207359+3.00392602591284i | 8.4 | 0.26134 | 8.4 | 0.74847 | 8.4 | 11.5379 | 4.0286 | 3.0153
[56 empty] | 8.6 | 0.0215973472222222+18.5737186111111i | 86.3893888888889 | -6.27829861111111i | 3.83572763449324+11.4663024083291i | 0.0191834803010191+4.12444826471912i | 0.26385135866155+3.09386719164232i | 8.6 | 0.25681 | 8.6 | 0.75284 | 8.6 | 12.0909 | 4.1245 | 3.1051
[56 empty] | 8.8 | 0.0215973472222222+19.0056655555556i | 86.3893888888889 | -6.13561000631313i | 4.00691097182699+11.984005231631i | 0.0191834803010191+4.22036566622422i | 0.266986934626877+3.18277905801633i | 8.8 | 0.25276 | 8.8 | 0.75679 | 8.8 | 12.6361 | 4.2204 | 3.194
[56 empty] | 9 | 0.0215973472222222+19.4376125i | 86.3893888888889 | -5.99926311728395i | 4.18129651347652+12.4929346177502i | 0.0191834803010191+4.31628306772931i | 0.270591056086155+3.27079128153739i | 9 | 0.24912 | 9 | 0.76036 | 9 | 13.1741 | 4.3163 | 3.282
[56 empty] | 9.2 | 0.0215973472222222+19.8695594444444i | 86.3893888888889 | -5.86884435386474i | 4.35883913646647+12.9934665114761i | 0.0191834803010191+4.41220046923441i | 0.27461629273079+3.3580119474588i | 9.2 | 0.24584 | 9.2 | 0.76361 | 9.2 | 13.7051 | 4.4122 | 3.3692
[56 empty] | 9.4 | 0.0215973472222222+20.3015063888889i | 86.3893888888889 | -5.7439753250591i | 4.53949320536088+13.4859426810685i | 0.0191834803010191+4.5081178707395i | 0.279023770386231+3.4445318722899i | 9.4 | 0.24286 | 9.4 | 0.76657 | 9.4 | 14.2295 | 4.5082 | 3.4558
|  | Info@VarStec.com | [30 empty] | Rev Date: 7-18-2026 |  | Info@VarStec.com | [18 empty] | 2 ¦ P a g e |  | 9.6 | 0.0215973472222222+20.7334533333333i | 86.3893888888889 | -5.62430917245371i | 4.72321259933676+13.9706743911479i | 0.0191834803010191+4.6040352722446i | 0.283781342762712+3.53042791697922i | 9.6 | 0.24016 | 9.6 | 0.76928 | 9.6 | 14.7475 | 4.6041 | 3.5418
[56 empty] | 9.8 | 0.0215973472222222+21.1654002777778i | 86.3893888888889 | -5.50952735260771i | 4.90995073924958+14.4479456258093i | 0.0191834803010191+4.6999526737497i | 0.288862209204262+3.61576556590786i | 9.8 | 0.23771 | 9.8 | 0.77176 | 9.8 | 15.2594 | 4.7 | 3.6273
[56 empty] | 10 | 0.0215973472222222+21.5973472222222i | 86.3893888888889 | -5.39933680555556i | 5.09966061466208+14.9180159248185i | 0.0191834803010191+4.79587007525479i | 0.294243857191698+3.70060095445727i | 10 | 0.23547 | 10 | 0.77405 | 10 | 15.7656 | 4.7959 | 3.7123
[56 empty] | 10.2 | 0.0215973472222222+22.0292941666667i | 86.3893888888889 | -5.29346745642702i | 5.29229481081215+15.381122885897i | 0.0191834803010191+4.89178747675989i | 0.299907244440778+3.78498247780068i | 10.2 | 0.23342 | 10.2 | 0.77616 | 10.2 | 16.2661 | 4.8918 | 3.7968
[56 empty] | 10.4 | 0.0215973472222222+22.4612411111111i | 86.3893888888889 | -5.19167000534188i | 5.48780553549301+15.8374843779452i | 0.0191834803010191+4.98770487826498i | 0.305836159919562+3.8689520783692i | 10.4 | 0.23155 | 10.4 | 0.77811 | 10.4 | 16.7613 | 4.9877 | 3.881
[56 empty] | 10.6 | 0.0215973472222222+22.8931880555555i | 86.3893888888889 | -5.09371396750524i | 5.68614464582146+16.2873005032899i | 0.0191834803010191+5.08362227977008i | 0.312016719978162+3.95254628439822i | 10.6 | 0.22983 | 10.6 | 0.77992 | 10.6 | 17.2513 | 5.0837 | 3.9648
| Harmonic Filter Design - High-Pass (HP) Type ¦ Enter Customer PO # ¦ Stage 1 | [32 empty] | Harmonic Filter Design - High-Pass (HP) Type ¦ Enter Customer PO # ¦ Stage 1 | [21 empty] | 10.8 | 0.0215973472222222+23.325135i | 86.3893888888889 | -4.99938593106996i | 5.88726367486961+16.7307553413971i | 0.0191834803010191+5.17953968127517i | 0.31843696757402+4.03579705391766i | 10.8 | 0.22825 | 10.8 | 0.7816 | 10.8 | 17.7363 | 5.1796 | 4.0483
[56 empty] | 11 | 0.0215973472222222+23.7570819444444i | 86.3893888888889 | -4.90848800505051i | 6.09111385813602+17.1680185017798i | 0.0191834803010191+5.27545708278027i | 0.325086550924969+4.11873246540654i | 11 | 0.2268 | 11 | 0.78316 | 11 | 18.2165 | 5.2755 | 4.1315
| Table of Currents and Voltages | [32 empty] | 📐 SIMPLIFIED ONE-LINE DIAGRAM | [21 empty] | 11.2 | 0.0215973472222222+24.1890288888889i | 86.3893888888889 | -4.82083643353175i | 6.29764615983412+17.5992465098678i | 0.0191834803010191+5.37137448428537i | 0.331956463908613+4.20137728665321i | 11.2 | 0.22547 | 11.2 | 0.78461 | 11.2 | 18.6921 | 5.3714 | 4.2145
[16 empty] | IREACTOR CURRENT (amps) | [39 empty] | 11.4 | 0.0215973472222222+24.6209758333333i | 86.3893888888889 | -4.73626035575049i | 6.50681129897462+18.0245840462746i | 0.0191834803010191+5.46729188579046i | 0.339038834867397+4.28375344616589i | 11.4 | 0.22424 | 11.4 | 0.78597 | 11.4 | 19.1631 | 5.4673 | 4.2971
[6 empty] | (In) Filter Current (amps): |  |  |  |  | VCAP Voltage (volts) | [22 empty] | 12.47kV, 60Hz High-Pass Filter, Wye-Connected | [21 empty] | 11.6 | 0.0215973472222222+25.0529227777778i | 86.3893888888889 | -4.65460069444445i | 6.71855977522093+18.4441650570814i | 0.0191834803010191+5.56320928729556i | 0.346326753660642+4.36588042607421i | 11.6 | 0.22311 | 11.6 | 0.78724 | 11.6 | 19.6297 | 5.5632 | 4.3796
| Harmonic #: (n) | [19 empty] | IRESISTOR CURRENT (amps) | [5 empty] | Voltage Distortion* | [6 empty] | 3,000 Kvar 3-Phase, 5.0 Tuning | [21 empty] | 11.8 | 0.0215973472222222+25.4848697222222i | 86.3893888888889 | -4.57570915725048i | 6.93284189449617+18.8581137503684i | 0.0191834803010191+5.65912668880065i | 0.353814129160584+4.44777559137144i | 11.8 | 0.22207 | 11.8 | 0.78843 | 11.8 | 20.0921 | 5.6592 | 4.4618
[56 empty] | 12 | 0.0215973472222222+25.9168166666667i | 86.3893888888889 | -4.49944733796297i | 7.1496077943224+19.2665454921995i | 0.0191834803010191+5.75504409030575i | 0.361495571150045+4.52945446722235i | 12 | 0.22111 | 12 | 0.78954 | 12 | 20.5503 | 5.7551 | 4.5439
| 1 |  |  |  |  | 139.0621 |  |  |  |  | 7508.4297 |  |  |  |  | 138.9839 |  |  |  |  | 3.4748 | [5 empty] | 100% | [16 empty] | Fundamental amps 139.1 amps/phase | [11 empty] | 12.2 | 0.0215973472222222+26.3487636111111i | 86.3893888888889 | -4.42568590619308i | 7.36880746887126+19.6695676135323i | 0.0191834803010191+5.85096149181084i | 0.369366291906628+4.61093097365778i | 12.2 | 0.22022 | 12.2 | 0.79058 | 12.2 | 21.0046 | 5.851 | 4.6257
| 2 |  |  |  |  | 0 |  |  |  |  | 0 |  |  |  |  | 0 |  |  |  |  | 0 | [5 empty] | 0% | [16 empty] | RMS Current 222.12 amps/phase | [11 empty] | 12.4 | 0.0215973472222222+26.7807105555555i | 86.3893888888889 | -4.35430387544803i | 7.59039079370948+20.0672801380542i | 0.0191834803010191+5.94687889331594i | 0.377422023767676+4.6922176251132i | 12.4 | 0.21941 | 12.4 | 0.79157 | 12.4 | 21.4548 | 5.9469 | 4.7074
| 3 |  |  |  |  | 0 |  |  |  |  | 0 |  |  |  |  | 0 |  |  |  |  | 0 | [5 empty] | 0% | [28 empty] | 12.6 | 0.0215973472222222+27.2126575i | 86.3893888888889 | -4.28518794091711i | 7.8143075502192+20.4597764396687i | 0.0191834803010191+6.04279629482103i | 0.38565894974345+4.77332570081265i | 12.6 | 0.21866 | 12.6 | 0.79249 | 12.6 | 21.9013 | 6.0428 | 4.7889
| 4 |  |  |  |  | 0 |  |  |  |  | 0 |  |  |  |  | 0 |  |  |  |  | 0 | [5 empty] | 0% | [16 empty] | Reactor: 2.16 ohms, 5.73 mH | [11 empty] | 12.8 | 0.0215973472222222+27.6446044444444i | 86.3893888888889 | -4.21823187934028i | 8.04050744967767+20.8471438372781i | 0.0191834803010191+6.13871369632613i | 0.39407364484287+4.85426539085775i | 12.8 | 0.21797 | 12.8 | 0.79336 | 12.8 | 22.344 | 6.1387 | 4.8702
| 5 |  |  |  |  | 100 |  |  |  |  | 1079.8674 |  |  |  |  | 99.2034 |  |  |  |  | 12.4004 | [5 empty] | 1.89% | [12 empty] | High-Pass Resistor: 86.4 ohms/Phase |  |  |  | I1= 139 amps nominal | [11 empty] | 13 | 0.0215973472222222+28.0765513888889i | 86.3893888888889 | -4.15333600427351i | 8.26894015697971+21.2294641335626i | 0.0191834803010191+6.23463109783122i | 0.402663026240445+4.93504592197534i | 13 | 0.21733 | 13 | 0.79418 | 13 | 22.783 | 6.2347 | 4.9514
| 7 |  |  |  |  | 100 |  |  |  |  | 771.3338 |  |  |  |  | 98.4792 |  |  |  |  | 17.2339 | [5 empty] | 10.3% | [12 empty] | 150 KW/Phase Total | [15 empty] | 13.2 | 0.0215973472222222+28.5084983333333i | 86.3893888888889 | -4.09040667087543i | 8.49955531398666+21.6068141036487i | 0.0191834803010191+6.33054849933632i | 0.41142431077585+5.01567566615993i | 13.2 | 0.21675 | 13.2 | 0.79495 | 13.2 | 23.2185 | 6.3306 | 5.0325
| 11 |  |  |  |  | 100 |  |  |  |  | 490.8488 |  |  |  |  | 96.3981 |  |  |  |  | 26.5095 | [5 empty] | 25.3% | [12 empty] | 41.7 RMS Amps | [15 empty] | 13.4 | 0.0215973472222222+28.9404452777778i | 86.3893888888889 | -4.02935582504147i | 8.73230256248909+21.9792659388614i | 0.0191834803010191+6.42646590084142i | 0.420354978564007+5.09616223487037i | 13.4 | 0.21621 | 13.4 | 0.79569 | 13.4 | 23.6504 | 6.4265 | 5.1135
| 13 |  |  |  |  | 0 |  |  |  |  | 0 |  |  |  |  | 0 |  |  |  |  | 0 | [5 empty] | 0% | [28 empty] | 13.6 | 0.0215973472222222+29.3723922222222i | 86.3893888888889 | -3.97010059232027i | 8.96713156676718+22.3468876501405i | 0.0191834803010191+6.52238330234651i | 0.429452741719652+5.17651256097855i | 13.6 | 0.21572 | 13.6 | 0.79638 | 13.6 | 24.0789 | 6.5224 | 5.1943
| 17 |  |  |  |  | 0 |  |  |  |  | 0 |  |  |  |  | 0 |  |  |  |  | 0 | [5 empty] | 0% | [28 empty] | 13.8 | 0.0215973472222222+29.8043391666666i | 86.3893888888889 | -3.9125629025765i | 9.2039920357379+22.7097434351761i | 0.0191834803010191+6.61830070385161i | 0.438715517381486+5.25673297029269i | 13.8 | 0.21527 | 13.8 | 0.79703 | 13.8 | 24.504 | 6.6183 | 5.275
| 19 |  |  |  |  | 0 |  |  |  |  | 0 |  |  |  |  | 0 |  |  |  |  | 0 | [5 empty] | 0% | [16 empty] | Capacitor Fuse: 83 (Minimum Amps) | [11 empty] | 14 | 0.0215973472222222+30.2362861111111i | 86.3893888888889 | -3.8566691468254i | 9.4428337446757+23.0678940128593i | 0.0191834803010191+6.7142181053567i | 0.448141404365037+5.33682924417488i | 14 | 0.21486 | 14 | 0.79765 | 14 | 24.9258 | 6.7142 | 5.3556
| 23 |  |  |  |  | 0 |  |  |  |  | 0 |  |  |  |  | 0 |  |  |  |  | 0 | [5 empty] | 0% | [28 empty] | 14.2 | 0.0215973472222222+30.6682330555555i | 86.3893888888889 | -3.8023498630673i | 9.68360655649524+23.4213969282346i | 0.0191834803010191+6.8101355068618i | 0.457728662890415+5.41680667452351i | 14.2 | 0.21449 | 14.2 | 0.79824 | 14.2 | 25.3443 | 6.8102 | 5.4361
| 25 |  |  |  |  | 0 |  |  |  |  | 0 |  |  |  |  | 0 |  |  |  |  | 0 | [5 empty] | 0% | [28 empty] | 14.4 | 0.0215973472222222+31.10018i | 86.3893888888889 | -3.74953944830248i | 9.92626044258715+23.7703068307963i | 0.0191834803010191+6.90605290836689i | 0.467475696924913+5.49667011218882i | 14.4 | 0.21415 | 14.4 | 0.79879 | 14.4 | 25.7596 | 6.9061 | 5.5165
| 29 |  |  |  |  | 0 |  |  |  |  | 0 |  |  |  |  | 0 |  |  |  |  | 0 | [5 empty] | 0% | [16 empty] | Capacitor: Qty(9), 612 kvar, 9.96 kV, 16.38 µF/Can | [11 empty] | 14.6 | 0.0215973472222222+31.5321269444444i | 86.3893888888889 | -3.69817589421614i | 10.1707455031949+24.1146757286565i | 0.0191834803010191+7.00197030987199i | 0.477381038757486+5.57642400972107i | 14.6 | 0.21385 | 14.6 | 0.79932 | 14.6 | 26.1718 | 7.002 | 5.5968
| 31 |  |  |  |  | 0 |  |  |  |  | 0 |  |  |  |  | 0 |  |  |  |  | 0 | [5 empty] | 0% | [28 empty] | 14.8 | 0.0215973472222222+31.9640738888889i | 86.3893888888889 | -3.6482005442943i | 10.4170119873261+24.4545532208426i | 0.0191834803010191+7.09788771137708i | 0.487443335484455+5.65607245921351i | 14.8 | 0.21358 | 14.8 | 0.79982 | 14.8 | 26.5808 | 7.0979 | 5.677
| 35 |  |  |  |  | 0 |  |  |  |  | 0 |  |  |  |  | 0 |  |  |  |  | 0 | [5 empty] | 0% | [28 empty] | 15 | 0.0215973472222222+32.3960208333333i | 86.3893888888889 | -3.59955787037038i | 10.6650103121883+24.7899867097473i | 0.0191834803010191+7.19380511288218i | 0.497661337137261+5.73561922588668i | 15 | 0.21333 | 15 | 0.80029 | 15 | 26.9868 | 7.1938 | 5.7572
| 37 |  |  |  |  | 0 |  |  |  |  | 0 |  |  |  |  | 0 |  |  |  |  | 0 | [5 empty] | 0% | [28 empty] | 15.2 | 0.0215973472222222+32.8279677777777i | 86.3893888888889 | -3.55219526681287i | 10.9146910821437+25.1210215955346i | 0.0191834803010191+7.28972251438728i | 0.508033886225449+5.8150677779649i | 15.2 | 0.21312 | 15.2 | 0.80074 | 15.2 | 27.3897 | 7.2897 | 5.8372
[5 empty] | RMS | 222.1222 |  |  |  |  | 7640.5836 |  |  |  |  | 219.4278 |  |  |  |  | 34.141 | [5 empty] | 27.38% | [28 empty] | 15.4 | 0.0215973472222222+33.2599147222222i | 86.3893888888889 | -3.50606286075037i | 11.1660051071747+25.4477014541308i | 0.0191834803010191+7.38563991589237i | 0.518559908502982+5.89442131331573i | 15.4 | 0.21293 | 15.4 | 0.80117 | 15.4 | 27.7897 | 7.3857 | 5.9172
| * Voltage distortion at filter incoming based on specified harmonic currents in rows 24 and 25 of page 1. | [54 empty] | 15.6 | 0.0215973472222222+33.6918616666666i | 86.3893888888889 | -3.46111333689459i | 11.418903420855+25.7700682002543i | 0.0191834803010191+7.48155731739747i | 0.529238404794985+5.97368278325638i | 15.6 | 0.21276 | 15.6 | 0.80158 | 15.6 | 28.1867 | 7.4816 | 5.9971
[56 empty] | 15.8 | 0.0215973472222222+34.1238086111111i | 86.3893888888889 | -3.41730177566808i | 11.6733372978226+26.0881622367999i | 0.0191834803010191+7.57747471890256i | 0.540068443746547+6.05285491387321i | 15.8 | 0.21262 | 15.8 | 0.80197 | 15.8 | 28.5807 | 7.5775 | 6.0769
[56 empty] | 16 | 0.0215973472222222+34.5557555555555i | 86.3893888888889 | -3.37458550347223i | 11.9292582707476+26.4020225917605i | 0.0191834803010191+7.67339212040766i | 0.551049155374925+6.1319402251543i | 16 | 0.2125 | 16 | 0.80234 | 16 | 28.972 | 7.6734 | 6.1567
[56 empty] | 16.2 | 0.0215973472222222+34.9877025i | 86.3893888888889 | -3.33292395404665i | 12.1866181467941+26.7116870437523i | 0.0191834803010191+7.76930952191275i | 0.562179725323991+6.21094104819332i | 16.2 | 0.21241 | 16.2 | 0.80269 | 16.2 | 29.3603 | 7.7693 | 6.2363
[56 empty] | 16.4 | 0.0215973472222222+35.4196494444444i | 86.3893888888889 | -3.29227853997291i | 12.4453690235715+27.017192237113i | 0.0191834803010191+7.86522692341785i | 0.573459389733788+6.28985954068875i | 16.4 | 0.21233 | 16.4 | 0.80302 | 16.4 | 29.7459 | 7.8653 | 6.3159
[56 empty] | 16.6 | 0.0215973472222222+35.8515963888888i | 86.3893888888889 | -3.25261253346721i | 12.7054633045739+27.3185737874432i | 0.0191834803010191+7.96114432492294i | 0.584887430650189+6.36869770093355i | 16.6 | 0.21227 | 16.6 | 0.80334 | 16.6 | 30.1286 | 7.9612 | 6.3955
[56 empty] | 16.8 | 0.0215973472222222+36.2835433333333i | 86.3893888888889 | -3.21389095568784i | 12.9668537141054+27.6158663783877i | 0.0191834803010191+8.05706172642804i | 0.596463171909828+6.44745738046476i | 16.8 | 0.21223 | 16.8 | 0.80364 | 16.8 | 30.5086 | 8.0571 | 6.475
[56 empty] | 17 | 0.0215973472222222+36.7154902777777i | 86.3893888888889 | -3.17608047385622i | 13.2294933116912+27.9091038503718i | 0.0191834803010191+8.15297912793313i | 0.60818597544457+6.52614029552133i | 17 | 0.21221 | 17 | 0.80393 | 17 | 30.8859 | 8.153 | 6.5544
[56 empty] | 17.2 | 0.0215973472222222+37.1474372222222i | 86.3893888888889 | -3.13914930555556i | 13.4933355059736+28.1983192819511i | 0.0191834803010191+8.24889652943823i | 0.62005523795615+6.60474803744i | 17.2 | 0.21221 | 17.2 | 0.8042 | 17.2 | 31.2604 | 8.2489 | 6.6338
[56 empty] | 17.4 | 0.0215973472222222+37.5793841666666i | 86.3893888888889 | -3.10306712962964i | 13.758334068094+28.4835450643677i | 0.0191834803010191+8.34481393094333i | 0.63207038791958+6.68328208210251i | 17.4 | 0.21222 | 17.4 | 0.80446 | 17.4 | 31.6323 | 8.3448 | 6.7131
[56 empty] | 17.6 | 0.0215973472222222+38.0113311111111i | 86.3893888888889 | -3.06780500315657i | 14.0244431445609+28.7648129698545i | 0.0191834803010191+8.44073133244842i | 0.644230882877424+6.76174379853481i | 17.6 | 0.21225 | 17.6 | 0.80471 | 17.6 | 32.0016 | 8.4408 | 6.7924
[56 empty] | 17.8 | 0.0215973472222222+38.4432780555555i | 86.3893888888889 | -3.03333528401998i | 14.2916172696065+29.042154214186i | 0.0191834803010191+8.53664873395352i | 0.65653620699363+6.84013445674605i | 17.8 | 0.21229 | 17.8 | 0.80495 | 17.8 | 32.3681 | 8.5367 | 6.8716
[56 empty] | 18 | 0.0215973472222222+38.8752249999999i | 86.3893888888889 | -2.99963155864198i | 14.559811377033+29.3155995139249i | 0.0191834803010191+8.63256613545861i | 0.668985868837653+6.91845523488473i | 18 | 0.21235 | 18 | 0.80517 | 18 | 32.7321 | 8.6326 | 6.9507
[56 empty] | 18.2 | 0.0215973472222222+39.3071719444444i | 86.3893888888889 | -2.96666857448108i | 14.8289808115525+29.5851791387786i | 0.0191834803010191+8.72848353696371i | 0.681579399375064+6.9967072257818i | 18.2 | 0.21242 | 18.2 | 0.80539 | 18.2 | 33.0935 | 8.7285 | 7.0298
[56 empty] | 18.4 | 0.0215973472222222+39.7391188888888i | 86.3893888888889 | -2.93442217693237i | 15.0990813396215+29.8509229594464i | 0.0191834803010191+8.8244009384688i | 0.694316350141919+7.0748914429403i | 18.4 | 0.21251 | 18.4 | 0.80559 | 18.4 | 33.4524 | 8.8244 | 7.1089
[56 empty] | 18.6 | 0.0215973472222222+40.1710658333333i | 86.3893888888889 | -2.90286925029869i | 15.370069159777+30.1128604913029i | 0.0191834803010191+8.9203183399739i | 0.707196291584438+7.15300882602697i | 18.6 | 0.2126 | 18.6 | 0.80579 | 18.6 | 33.8086 | 8.9203 | 7.1879
[43 empty] | 3-Phase Short Circuit Current Level at Filter Bank: | 15 |  |  |  | kA | X/R Ratio: | 25 | [5 empty] | 18.8 | 0.0215973472222222+40.6030127777777i | 86.3893888888889 | -2.87198766252956i | 15.641900912474+30.3710209342361i | 0.0191834803010191+9.016235741479i | 0.720218811546287+7.23106024591294i | 18.8 | 0.21271 | 18.8 | 0.80597 | 18.8 | 34.1624 | 9.0163 | 7.2668
[56 empty] | 19 | 0.0215973472222222+41.0349597222222i | 86.3893888888889 | -2.8417562134503i | 15.9145336894332+30.6254332089356i | 0.0191834803010191+9.11215314298409i | 0.733383513889083+7.30904650930678i | 19 | 0.21284 | 19 | 0.80615 | 19 | 34.5136 | 9.1122 | 7.3457
[56 empty] | 19.2 | 0.0215973472222222+41.4669066666666i | 86.3893888888889 | -2.81215458622686i | 16.1879250425003+30.8761259898955i | 0.0191834803010191+9.20807054448919i | 0.746690017232444+7.38696836301825i | 19.2 | 0.21297 | 19.2 | 0.80631 | 19.2 | 34.8624 | 9.2081 | 7.4246
|  | Info@VarStec.com | [30 empty] | 3 ¦ P a g e |  | Info@VarStec.com | [18 empty] | 4 ¦ P a g e |  | 19.4 | 0.0215973472222222+41.898853611111i | 86.3893888888889 | -2.78316330183277i | 16.4620329920256+31.1231277353866i | 0.0191834803010191+9.30398794599428i | 0.760137953801838+7.46482649788661i | 19.4 | 0.21311 | 19.4 | 0.80647 | 19.4 | 35.2086 | 9.304 | 7.5034
[56 empty] | 19.6 | 0.0215973472222222+42.3308005555555i | 86.3893888888889 | -2.75476367630386i | 16.7368160347656+31.3664667146188i | 0.0191834803010191+9.39990534749938i | 0.773726968373794+7.54262155240435i | 19.6 | 0.21327 | 19.6 | 0.80662 | 19.6 | 35.5524 | 9.3999 | 7.5822
[56 empty] | 19.8 | 0.0215973472222222+42.7627474999999i | 86.3893888888889 | -2.72693778058362i | 17.0122331513172+31.6061710323111i | 0.0191834803010191+9.49582274900447i | 0.787456717309005+7.62035411606356i | 19.8 | 0.21343 | 19.8 | 0.80677 | 19.8 | 35.8938 | 9.4958 | 7.6609
[56 empty] | 20 | 0.0215973472222222+43.1946944444444i | 86.3893888888889 | -2.69966840277778i | 17.2882438130876+31.8422686508595i | 0.0191834803010191+9.59174015050957i | 0.801326867665135+7.69802473244992i | 20 | 0.21361 | 20 | 0.8069 | 20 | 36.2328 | 9.5918 | 7.7396
[56 empty] | 20.2 | 0.0215973472222222+43.6266413888888i | 86.3893888888889 | -2.67293901265127i | 17.5648079888073+32.0747874102841i | 0.0191834803010191+9.68765755201466i | 0.815337096381706+7.7756339021059i | 20.2 | 0.21379 | 20.2 | 0.80703 | 20.2 | 36.5693 | 9.6877 | 7.8183
[56 empty] | 20.4 | 0.0215973472222222+44.0585883333333i | 86.3893888888889 | -2.64673372821351i | 17.8418861505958+32.3037550461223i | 0.0191834803010191+9.78357495351976i | 0.829487089530554+7.8531820851839i | 20.4 | 0.21399 | 20.4 | 0.80715 | 20.4 | 36.9035 | 9.7836 | 7.8969
| Harmonic Filter Design - High-Pass (HP) Type ¦ Enter Customer PO # ¦ Stage 1 | [32 empty] | Harmonic Filter Design - High-Pass (HP) Type ¦ Enter Customer PO # ¦ Stage 1 | [21 empty] | 20.6 | 0.0215973472222222+44.4905352777777i | 86.3893888888889 | -2.62103728425028i | 18.1194392795825+32.52919920542i | 0.0191834803010191+9.87949235502485i | 0.843776541625687+7.93066970390635i | 20.6 | 0.21419 | 20.6 | 0.80727 | 20.6 | 37.2352 | 9.8795 | 7.9754
[56 empty] | 20.8 | 0.0215973472222222+44.9224822222221i | 86.3893888888889 | -2.59583500267095i | 18.3974288710954+32.7511474609656i | 0.0191834803010191+9.97540975652995i | 0.858205154987318+8.00809714485011i | 20.8 | 0.2144 | 20.8 | 0.80738 | 20.8 | 37.5647 | 9.9754 | 8.054
| 🧮 VENDOR SPECIFICATIONS | [32 empty] | 🧮 3-PHASE LOSS ESTIMATES | [21 empty] | 21 | 0.0215973472222222+45.3544291666666i | 86.3893888888889 | -2.57111276455027i | 18.6758169394224+32.9696273238975i | 0.0191834803010191+10.071327158035i | 0.872772639155224+8.08546476106874i | 21 | 0.21462 | 21 | 0.80748 | 21 | 37.8917 | 10.0713 | 8.1324
|  | Reactor Specification | [53 empty] | 21.2 | 0.0215973472222222+45.786376111111i | 86.3893888888889 | -2.54685698375263i | 18.9545660221535+33.1846662548075i | 0.0191834803010191+10.1672445595401i | 0.887478710347096+8.16277287406709i | 21.2 | 0.21485 | 21.2 | 0.80758 | 21.2 | 38.2165 | 10.1673 | 8.2109
[34 empty] | 60 Hertz Losses | [21 empty] | 21.4 | 0.0215973472222222+46.2183230555555i | 86.3893888888889 | -2.52305458203531i | 19.2336391841137+33.3962916734555i | 0.0191834803010191+10.2631619610452i | 0.90232309095785+8.24002177563911i | 21.4 | 0.21509 | 21.4 | 0.80767 | 21.4 | 38.5389 | 10.2632 | 8.2893
|  |  |  | Filter Type: | High-Pass | [12 empty] | Return Quote to: | VarStec Power Solutions | [15 empty] | Capacitor Losses: | [6 empty] | 551.1877 |  |  | Watts, 3-Phase or 1881 BTUs/Hour | [10 empty] | 21.6 | 0.0215973472222222+46.6502699999999i | 86.3893888888889 | -2.49969296553499i | 19.5130000208935+33.6045309671993i | 0.0191834803010191+10.3590793625503i | 0.917305509096616+8.31721172958082i | 21.6 | 0.21533 | 21.6 | 0.80776 | 21.6 | 38.859 | 10.3591 | 8.3676
|  |  |  | Stage/Branch: | Stage 1 | [29 empty] | Capacitor Fuse Losses: | [6 empty] | 1534.7769 |  |  | Watts, 3-Phase or 5237 BTUs/Hour | [10 empty] | 21.8 | 0.0215973472222222+47.0822169444444i | 86.3893888888889 | -2.47676000254843i | 19.7926126619856+33.8094114982386i | 0.0191834803010191+10.4549967640554i | 0.932425698157862+8.39434297328775i | 21.8 | 0.21559 | 21.8 | 0.80784 | 21.8 | 39.1768 | 10.455 | 8.446
|  |  |  | Tuning Point: | 5 | [29 empty] | High-Pass Resistor Losses, 60 Hertz: | [6 empty] | 3129.2061 |  |  | Watts, 3-Phase or 10677 BTUs/Hour | [10 empty] | 22 | 0.0215973472222222+47.5141638888888i | 86.3893888888889 | -2.45424400252526i | 20.0724417735382+34.0109606097645i | 0.0191834803010191+10.5509141655605i | 0.947683396424237+8.47141571924621i | 22 | 0.21585 | 22 | 0.80792 | 22 | 39.4924 | 10.5509 | 8.5243
[35 empty] | Iron-Core Reactor Losses, 60 Hertz: | [6 empty] | 1251.4947 |  |  | Watts, 3-Phase or 4270 BTUs/Hour | [10 empty] | 22.2 | 0.0215973472222222+47.9461108333332i | 86.3893888888889 | -2.4321336961962i | 20.3524525607311+34.2092056310995i | 0.0191834803010191+10.6468315670656i | 0.963078346697977+8.54843015642647i | 22.2 | 0.21611 | 22.2 | 0.80799 | 22.2 | 39.8057 | 10.6468 | 8.6025
|  | Current Spectrum | [6 empty] | Tuning Reactor Details | [25 empty] | Total 60 Hz Losses: | [6 empty] | 6466.6653 |  |  | Watts, 3-Phase or 22065 BTUs/Hour | [10 empty] | 22.4 | 0.0215973472222222+48.3780577777777i | 86.3893888888889 | -2.41041821676588i | 20.6326107697864+34.4041738819067i | 0.0191834803010191+10.7427489685707i | 0.978610295959037+8.62538645158547i | 22.4 | 0.21639 | 22.4 | 0.80805 | 22.4 | 40.1167 | 10.7428 | 8.6807
|  | Harm # |  |  | Amps | [11 empty] | Quantity: | 3 | [37 empty] | 22.6 | 0.0215973472222222+48.8100047222221i | 86.3893888888889 | -2.38908708210423i | 20.9128826896204+34.595892675543i | 0.0191834803010191+10.8386663700758i | 0.994278995047345+8.70228475048591i | 22.6 | 0.21667 | 22.6 | 0.80811 | 22.6 | 40.4255 | 10.8387 | 8.7589
|  | 1 |  |  | 208.4759 | [11 empty] | Number of Phases: | 1 | [16 empty] | Harmonic Losses Based on Specified Harmonics | [20 empty] | 22.8 | 0.0215973472222222+49.2419516666666i | 86.3893888888889 | -2.36813017787525i | 21.1932351531476+34.7843893216223i | 0.0191834803010191+10.9345837715809i | 1.01008419836764+8.77912517903784i | 22.8 | 0.21696 | 22.8 | 0.80817 | 22.8 | 40.7321 | 10.9346 | 8.837
|  | 2 |  |  | 0 | [11 empty] | System Voltage: | 12.47 |  | kV | [14 empty] | High-Pass Resistor Losses: | [6 empty] | 298958.4667 |  |  | Watts, 3-Phase or 1020088 BTUs/Hour | [10 empty] | 23 | 0.0215973472222222+49.673898611111i | 86.3893888888889 | -2.3475377415459i | 21.4736355382444+34.9696911278573i | 0.0191834803010191+11.030501173086i | 1.0260256636146+8.85590784436881i | 23 | 0.21725 | 23 | 0.80823 | 23 | 41.0365 | 11.0305 | 8.9151
|  | 3 |  |  | 0 | [11 empty] | BIL Rating: | 95 |  | kV | [14 empty] | Iron-Core Reactor Losses: | [6 empty] | 1867.9942 |  |  | Watts, 3-Phase or 6374 BTUs/Hour | [10 empty] | 23.2 | 0.0215973472222222+50.1058455555555i | 86.3893888888889 | -2.32730034722223i | 21.7540517683843+35.1518254012333i | 0.0191834803010191+11.1264185745911i | 1.04210315151735+8.93263283582744i | 23.2 | 0.21755 | 23.2 | 0.80827 | 23.2 | 41.3387 | 11.1264 | 8.9932
|  | 4 |  |  | 0 | [11 empty] | 60 Second Withstand Voltage: | 35 |  | kV | [14 empty] | Total Harmonic Losses: | [6 empty] | 300826.4609 |  |  | Watts, 3-Phase or 1026462 BTUs/Hour | [10 empty] | 23.4 | 0.0215973472222222+50.5377924999999i | 86.3893888888889 | -2.30740889126306i | 22.0344523129499+35.3308194485761i | 0.0191834803010191+11.2223359760962i | 1.05831642560105+9.00930022592553i | 23.4 | 0.21786 | 23.4 | 0.80832 | 23.4 | 41.6387 | 11.2224 | 9.0712
|  | 5 |  |  | 148.8051 | [11 empty] | Fundamental Frequency: | 60 |  | Hz | [35 empty] | 23.6 | 0.0215973472222222+50.9697394444443i | 86.3893888888889 | -2.28785457862524i | 22.3148061872355+35.5067005765614i | 0.0191834803010191+11.3182533776013i | 1.07466525196504+9.08591007122295i | 23.6 | 0.21817 | 23.6 | 0.80836 | 23.6 | 41.9366 | 11.3183 | 9.1492
|  | 7 |  |  | 147.7187 | [11 empty] | Inductance: | 5.729 |  | mH | [14 empty] | Total Losses - All: | [6 empty] | 307293.1262 |  |  | Watts, 3-Phase or 1048527 BTUs/Hour | [10 empty] | 23.8 | 0.0215973472222222+51.4016863888888i | 86.3893888888889 | -2.2686289098973i | 22.5950829521457+35.6794960912145i | 0.0191834803010191+11.4141707791064i | 1.09114939907558+9.16246241315946i | 23.8 | 0.21849 | 23.8 | 0.8084 | 23.8 | 42.2323 | 11.4142 | 9.2272
|  | 11 |  |  | 144.5972 | [11 empty] | Reactance at 60Hz: | 2.1597 |  | Ohms | [35 empty] | 24 | 0.0215973472222222+51.8336333333332i | 86.3893888888889 | -2.24972366898149i | 22.8752527136021+35.849233296949i | 0.0191834803010191+11.5100881806115i | 1.10776863757254+9.23895727883716i | 24 | 0.21881 | 24 | 0.80843 | 24 | 42.5258 | 11.5101 | 9.3051
|  | 13 |  |  | 0 | [11 empty] | Taps: | None | [37 empty] | 24.2 | 0.0215973472222222+52.2655802777777i | 86.3893888888889 | -2.2311309113866i | 23.1552861216656+36.0159394951818i | 0.0191834803010191+11.6060055821166i | 1.12452274008897+9.31539468175693i | 24.2 | 0.21914 | 24.2 | 0.80846 | 24.2 | 42.8172 | 11.606 | 9.383
|  | 17 |  |  | 0 | [11 empty] | Insulation Type: | Nomex | [37 empty] | 24.4 | 0.0215973472222222+52.6975272222221i | 86.3893888888889 | -2.21284295309654i | 23.4351543693846+36.1796419825671i | 0.0191834803010191+11.7019229836217i | 1.14141148108218+9.39177462251221i | 24.4 | 0.21948 | 24.4 | 0.80849 | 24.4 | 43.1065 | 11.7019 | 9.4609
|  | 19 |  |  | 0 | [11 empty] | Ambient: | 60C | [15 empty] | 🧮 HARMONIC FILTER DESIGN METHODOLOGY | [21 empty] | 24.6 | 0.0215973472222222+53.1294741666666i | 86.3893888888889 | -2.19485235998194i | 23.7148291913777+36.3403680488853i | 0.0191834803010191+11.7978403851268i | 1.15843463667619+9.46809708944279i | 24.6 | 0.21982 | 24.6 | 0.80851 | 24.6 | 43.3937 | 11.7979 | 9.5387
|  | 23 |  |  | 0 | [11 empty] | Temperature Rise: | 115C Rise over Ambient | [37 empty] | 24.8 | 0.0215973472222222+53.561421111111i | 86.3893888888889 | -2.17715193772402i | 23.9942828621598+36.4981449746198i | 0.0191834803010191+11.8937577866319i | 1.17559198451406+9.54436205925145i | 24.8 | 0.22016 | 24.8 | 0.80853 | 24.8 | 43.6788 | 11.8938 | 9.6165
|  | 25 |  |  | 0 | [11 empty] | Winding Type: | CU/AL - Based On Price | [37 empty] | 25 | 0.0215973472222222+53.9933680555554i | 86.3893888888889 | -2.15973472222223i | 24.2734881942228+36.6530000282564i | 0.0191834803010191+11.989675188137i | 1.19288330361969+9.62056949758595i | 25 | 0.22051 | 25 | 0.80855 | 25 | 43.9619 | 11.9897 | 9.6942
|  | 29 |  |  | 0 | [11 empty] | Tack Winding to Core: | Yes | [37 empty] | 25.2 | 0.0215973472222222+54.4253149999999i | 86.3893888888889 | -2.14259397045856i | 24.5524185358758+36.8049604633312i | 0.0191834803010191+12.0855925896421i | 1.21030837426856+9.69671935958848i | 25.2 | 0.22087 | 25.2 | 0.80856 | 25.2 | 44.2428 | 12.0856 | 9.772
|  | 31 |  |  | 0 | [11 empty] | Enclosure: | None/Open Construction | [37 empty] | 25.4 | 0.0215973472222222+54.8572619444443i | 86.3893888888889 | -2.12572315179353i | 24.8310477688583+36.954053515259i | 0.0191834803010191+12.1815099911471i | 1.22786697786646+9.7728115904149i | 25.4 | 0.22123 | 25.4 | 0.80857 | 25.4 | 44.5217 | 12.1815 | 9.8496
|  | 35 |  |  | 0 | [50 empty] | 25.6 | 0.0215973472222222+55.2892088888888i | 86.3893888888889 | -2.10911593967014i | 25.1093503057326+37.1003063979655i | 0.0191834803010191+12.2774273926522i | 1.24555889683594+9.84884612572583i | 25.6 | 0.2216 | 25.6 | 0.80858 | 25.6 | 44.7986 | 12.2774 | 9.9273
|  | 37 |  |  | 0 | [50 empty] | 25.8 | 0.0215973472222222+55.7211558333332i | 86.3893888888889 | -2.09276620370371i | 25.3873010870635+37.2437463003476i | 0.0191834803010191+12.3733447941573i | 1.26338391450966+9.92482289215067i | 25.8 | 0.22197 | 25.8 | 0.80858 | 25.8 | 45.0734 | 12.3734 | 10.0049
|  | RMS: |  |  | #REF! | [50 empty] | 26 | 0.0215973472222222+56.1531027777777i | 86.3893888888889 | -2.07666800213676i | 25.6648755783976+37.3844003825863i | 0.0191834803010191+12.4692621956624i | 1.28134181503048+10.0007418077274i | 26 | 0.22234 | 26 | 0.80859 | 26 | 45.3462 | 12.4693 | 10.0825
| Capacitor Specification | [54 empty] | 26.2 | 0.0215973472222222+56.5850497222221i | 86.3893888888889 | -2.06081557463953i | 25.942049767046+37.5222957723308i | 0.0191834803010191+12.5651795971675i | 1.29943238325763+10.0766027823187i | 26.2 | 0.22272 | 26.2 | 0.80859 | 26.2 | 45.617 | 12.5652 | 10.16
| A quantity of 9, 612 kvar, 95 kV BIL, 60 Hertz, all-film, low-loss, double-bushing capacitors designed, manufactured, and tested to applicable IEEE/ANSI and IEC standards, supplied by Cooper, GE, or Hitachi (no others), are required. The capacitors shall be connected unground-wye and shall have applicable over-voltage and blown-fuse protection. | [54 empty] | 26.4 | 0.0215973472222222+57.0169966666666i | 86.3893888888889 | -2.04520333543772i | 26.2188001586825+37.6574595607744i | 0.0191834803010191+12.6610969986726i | 1.3176554046786+10.1524057180066i | 26.4 | 0.22311 | 26.4 | 0.80858 | 26.4 | 45.8858 | 12.6611 | 10.2376
[56 empty] | 26.6 | 0.0215973472222222+57.448943611111i | 86.3893888888889 | -2.02982586675021i | 26.4951037737641+37.7899187986414i | 0.0191834803010191+12.7570144001777i | 1.33601066532639+10.2281505094662i | 26.6 | 0.2235 | 26.6 | 0.80858 | 26.6 | 46.1527 | 12.757 | 10.315
[56 empty] | 26.8 | 0.0215973472222222+57.8808905555554i | 86.3893888888889 | -2.01467791252073i | 26.7709381437819+37.9197004920997i | 0.0191834803010191+12.8529318016828i | 1.35449795170173+10.3038370443204i | 26.8 | 0.22389 | 26.8 | 0.80857 | 26.8 | 46.4175 | 12.8529 | 10.3925
[56 empty] | 27 | 0.0215973472222222+58.3128374999999i | 86.3893888888889 | -1.99975437242799i | 27.046281307351+38.0468315986173i | 0.0191834803010191+12.9488492031879i | 1.37311705070001+10.3794652034769i | 27 | 0.22429 | 27 | 0.80856 | 27 | 46.6804 | 12.9489 | 10.4699
| High-Pass Resistor specification | [54 empty] | 27.2 | 0.0215973472222222+58.7447844444443i | 86.3893888888889 | -1.98505029616014i | 27.3211118061464+38.1713390227749i | 0.0191834803010191+13.044766604693i | 1.39186774954251+10.4550348614474i | 27.2 | 0.22469 | 27.2 | 0.80854 | 27.2 | 46.9414 | 13.0448 | 10.5473
| A quantity of 3 stainless steel grid resistors shall be provided. Each resistor shall have an ohmic value per phase of 86.39 ohms, a continuous power rating of 150 kW, and an RMS current rating of 41.67 amps. The resistor element shall be divided into 2 series groups to ensure adequate withstand voltage during switching transients, with the overall BIL rating coordinated to 95 kV. | [54 empty] | 27.4 | 0.0215973472222222+59.1767313888888i | 86.3893888888889 | -1.97056087793999i | 27.5954086806952+38.2932496120501i | 0.0191834803010191+13.1406840061981i | 1.41074983571186+10.5305458866519i | 27.4 | 0.2251 | 27.4 | 0.80853 | 27.4 | 47.2004 | 13.1407 | 10.6246
[56 empty] | 27.6 | 0.0215973472222222+59.6086783333332i | 86.3893888888889 | -1.95628145128825i | 27.869151466028+38.4125901525848i | 0.0191834803010191+13.2366014077032i | 1.42976309689111+10.6059981417068i | 27.6 | 0.22551 | 27.6 | 0.80851 | 27.6 | 47.4575 | 13.2366 | 10.7019
[56 empty] | 27.8 | 0.0215973472222222+60.0406252777777i | 86.3893888888889 | -1.94220748401279i | 28.1423201872024+38.529387364947i | 0.0191834803010191+13.3325188092083i | 1.44890732090659+10.6813914837001i | 27.8 | 0.22592 | 27.8 | 0.80849 | 27.8 | 47.7127 | 13.3325 | 10.7792
[56 empty] | 28 | 0.0215973472222222+60.4725722222221i | 86.3893888888889 | -1.9283345734127i | 28.4148953547022+38.6436678998997i | 0.0191834803010191+13.4284362107134i | 1.46818229567401+10.7567257644519i | 28 | 0.22634 | 28 | 0.80847 | 28 | 47.966 | 13.4284 | 10.8565
| If the watt losses in an HP filter resistor become excessive due to a low damping factor, VarStec recommends switching to a C-HP filter design, especially for tuning at or below the 5th harmonic. As a guideline, when resistor losses exceed roughly 100 kW per phase, a C-HP design should be strongly considered. C-HP filters exhibit near-zero losses at 60 Hz and permit very low damping factors, providing significantly improved resonance damping. | [54 empty] | 28.2 | 0.0215973472222222+60.9045191666665i | 86.3893888888889 | -1.91465844168637i | 28.6868579597204+38.7554583341833i | 0.0191834803010191+13.5243536122185i | 1.48758780914777+10.8320008307637i | 28.2 | 0.22676 | 28.2 | 0.80844 | 28.2 | 48.2174 | 13.5244 | 10.9337
[56 empty] | 28.4 | 0.0215973472222222+61.336466111111i | 86.3893888888889 | -1.90117493153365i | 28.9581894693347+38.8647851663252i | 0.0191834803010191+13.6202710137236i | 1.50712364927324+10.9072165246548i | 28.4 | 0.22718 | 28.4 | 0.80842 | 28.4 | 48.467 | 13.6203 | 11.0108
[56 empty] | 28.6 | 0.0215973472222222+61.7684130555554i | 86.3893888888889 | -1.88788000194251i | 29.2288718215791+38.9716748124803i | 0.0191834803010191+13.7161884152287i | 1.52678960394173+10.9823726835881i | 28.6 | 0.22761 | 28.6 | 0.80839 | 28.6 | 48.7147 | 13.7162 | 11.088
[56 empty] | 28.8 | 0.0215973472222222+62.2003599999999i | 86.3893888888889 | -1.87476972415124i | 29.4988874204217+39.0761536023135i | 0.0191834803010191+13.8121058167338i | 1.54658546094822+11.0574691406851i | 28.8 | 0.22804 | 28.8 | 0.80836 | 28.8 | 48.9605 | 13.8121 | 11.1651
[56 empty] | 29 | 0.0215973472222222+62.6323069444443i | 86.3893888888889 | -1.86184027777778i | 29.7682191306528+39.1782477749302i | 0.0191834803010191+13.9080232182389i | 1.56651100795142+11.1325057249311i | 29 | 0.22848 | 29 | 0.80832 | 29 | 49.2045 | 13.908 | 11.2422
|  | Info@VarStec.com | [30 empty] | 5 ¦ P a g e |  | Info@VarStec.com | [18 empty] | 6 ¦ P a g e |  | 29.2 | 0.0215973472222222+63.0642538888888i | 86.3893888888889 | -1.84908794710807i | 30.0368502726912+39.2779834748607i | 0.0191834803010191+14.003940619744i | 1.58656603243624+11.2074822613706i | 29.2 | 0.22892 | 29.2 | 0.80829 | 29.2 | 49.4467 | 14.004 | 11.3192
[56 empty] | 29.4 | 0.0215973472222222+63.4962008333332i | 86.3893888888889 | -1.83650911753591i | 30.304764617314+39.3753867481051i | 0.0191834803010191+14.0998580212491i | 1.60675032167829+11.2823985712946i | 29.4 | 0.22936 | 29.4 | 0.80825 | 29.4 | 49.687 | 14.0999 | 11.3962
[56 empty] | 29.6 | 0.0215973472222222+63.9281477777776i | 86.3893888888889 | -1.82410027214715i | 30.5719463803164+39.4704835382439i | 0.0191834803010191+14.1957754227542i | 1.62706366271064+11.3572544724182i | 29.6 | 0.22981 | 29.6 | 0.80821 | 29.6 | 49.9256 | 14.1958 | 11.4732
[56 empty] | 29.8 | 0.0215973472222222+64.3600947222221i | 86.3893888888889 | -1.81185798844147i | 30.8383802171072+39.563299682618i | 0.0191834803010191+14.2916928242592i | 1.64750584229233+11.4320497790515i | 29.8 | 0.23026 | 29.8 | 0.80817 | 29.8 | 50.1623 | 14.2917 | 11.5502
[56 empty] | 30 | 0.0215973472222222+64.7920416666665i | 86.3893888888889 | -1.79977893518519i | 31.1040512172461+39.6538609085859i | 0.0191834803010191+14.3876102257643i | 1.6680766468788+11.5067843022623i | 30 | 0.23071 | 30 | 0.80813 | 30 | 50.3973 | 14.3876 | 11.6271
[56 empty] | 30.2 | 0.0215973472222222+65.223988611111i | 86.3893888888889 | -1.78785986938926i | 31.3689448989279+39.7421928298564i | 0.0191834803010191+14.4835276272694i | 1.68877586259397+11.5814578500317i | 30.2 | 0.23116 | 30.2 | 0.80809 | 30.2 | 50.6306 | 14.4835 | 11.7039
| Harmonic Filter Design - High-Pass (HP) Type ¦ Enter Customer PO # ¦ Stage 1 | [32 empty] | Harmonic Filter Design - High-Pass (HP) Type ¦ Enter Customer PO # ¦ Stage 1 | [21 empty] | 30.4 | 0.0215973472222222+65.6559355555554i | 86.3893888888889 | -1.77609763340644i | 31.6330472034191+39.8283209429065i | 0.0191834803010191+14.5794450287745i | 1.70960327520397+11.6560702274027i | 30.4 | 0.23162 | 30.4 | 0.80804 | 30.4 | 50.862 | 14.5795 | 11.7808
[56 empty] | 30.6 | 0.0215973472222222+66.0878824999998i | 86.3893888888889 | -1.76448915214234i | 31.8963444894527+39.9122706234824i | 0.0191834803010191+14.6753624302796i | 1.73055867009242+11.7306212366232i | 30.6 | 0.23208 | 30.6 | 0.80799 | 30.6 | 51.0917 | 14.6754 | 11.8576
[34 empty] | Nomenclature and Parameter Definitions for Harmonic Filter Design | [21 empty] | 30.8 | 0.0215973472222222+66.5198294444443i | 86.3893888888889 | -1.75303143037519i | 32.1588235275855+39.99406712319i | 0.0191834803010191+14.7712798317847i | 1.75164183223715+11.8051106772817i | 30.8 | 0.23255 | 30.8 | 0.80794 | 30.8 | 51.3197 | 14.7713 | 11.9344
[36 empty] | Xeff: |  | Effective reactance of the harmonic filter | [17 empty] | 31 | 0.0215973472222222+66.9517763888887i | 86.3893888888889 | -1.74172155017922i | 32.4204714945231+40.0737355661751i | 0.0191834803010191+14.8671972332898i | 1.77285254618824+11.8795383464385i | 31 | 0.23302 | 31 | 0.80789 | 31 | 51.546 | 14.8672 | 12.0111
[36 empty] | Qeff: |  | Effective reactive power output of the harmonic filter (considering fundamental current only) | [17 empty] | 31.2 | 0.0215973472222222+67.3837233333332i | 86.3893888888889 | -1.7305566684473i | 32.6812759674182+40.1513009458962i | 0.0191834803010191+14.9631146347949i | 1.79419059604734+11.9539040387503i | 31.2 | 0.23349 | 31.2 | 0.80784 | 31.2 | 51.7706 | 14.9631 | 12.0878
[36 empty] | QRATED PER PHASE: |  | kvar rating of main capacitor group at their rated voltage (not the application voltage) | [17 empty] | 31.4 | 0.0215973472222222+67.8156702777776i | 86.3893888888889 | -1.71953401450814i | 32.9412249181449+40.2267881219917i | 0.0191834803010191+15.0590320363i | 1.81565576544831+12.0282075465901i | 31.4 | 0.23396 | 31.4 | 0.80779 | 31.4 | 51.9934 | 15.059 | 12.1645
[36 empty] | VLLSYS: |  | Nominal system line-to-line voltage | [17 empty] | 31.6 | 0.0215973472222222+68.2476172222221i | 86.3893888888889 | -1.70865088783404i | 33.2003067075559+40.3002218172428i | 0.0191834803010191+15.1549494378051i | 1.83724783753896+12.1024486601622i | 31.6 | 0.23444 | 31.6 | 0.80773 | 31.6 | 52.2146 | 15.155 | 12.2411
[36 empty] | XC: |  | Capacitive reactance of the harmonic filter capacitor at fundamental frequency | [17 empty] | 31.8 | 0.0215973472222222+68.6795641666665i | 86.3893888888889 | -1.69790465583509i | 33.4585100797244+40.371626614633i | 0.0191834803010191+15.2508668393102i | 1.85896659496376+12.1766271676123i | 31.8 | 0.23492 | 31.8 | 0.80767 | 31.8 | 52.4342 | 15.2509 | 12.3177
[36 empty] | XL: |  | Inductive reactance of the harmonic filter reactor at fundamental frequency | [17 empty] | 32 | 0.0215973472222222+69.111511111111i | 86.3893888888889 | -1.68729275173612i | 33.7158241561773+40.4410269545065i | 0.0191834803010191+15.3467842408153i | 1.88081181984781+12.2507428551334i | 32 | 0.2354 | 32 | 0.80761 | 32 | 52.652 | 15.3468 | 12.3943
[36 empty] | hn: |  | harmonic number of filter tuning point | [17 empty] | 32.2 | 0.0215973472222222+69.5434580555554i | 86.3893888888889 | -1.67681267253279i | 33.9722384301216+40.5084471318237i | 0.0191834803010191+15.4427016423204i | 1.90278329378163+12.3247955070667i | 32.2 | 0.23588 | 32.2 | 0.80755 | 32.2 | 52.8682 | 15.4427 | 12.4708
[36 empty] | hf: |  | harmonic frequency of filter tuning point in Hertz | [17 empty] | 32.4 | 0.0215973472222222+69.9754049999998i | 86.3893888888889 | -1.66646197702332i | 34.2277427606694+40.5739112935167i | 0.0191834803010191+15.5386190438255i | 1.92488079780692+12.3987849059996i | 32.4 | 0.23637 | 32.4 | 0.80749 | 32.4 | 53.0828 | 15.5386 | 12.5473
[36 empty] | f: |  | frequency | [17 empty] | 32.6 | 0.0215973472222222+70.4073519444443i | 86.3893888888889 | -1.65623828391275i | 34.4823273670641+40.6374434359445i | 0.0191834803010191+15.6345364453306i | 1.9471041124032+12.4727108328587i | 32.6 | 0.23686 | 32.6 | 0.80743 | 32.6 | 53.2957 | 15.6345 | 12.6238
[36 empty] | HL: |  | Tuning Reactor Henry rating (millihenries) | [17 empty] | 32.8 | 0.0215973472222222+70.8392988888887i | 86.3893888888889 | -1.64613926998645i | 34.7359828229116+40.6990674024468i | 0.0191834803010191+15.7304538468357i | 1.96945301747529+12.5465730669998i | 32.8 | 0.23736 | 32.8 | 0.80736 | 32.8 | 53.507 | 15.7305 | 12.7002
[36 empty] | IRATED FUNDAMENTAL : |  | Fundamental current rating of filter bank | [17 empty] | 33 | 0.0215973472222222+71.2712458333332i | 86.3893888888889 | -1.63616266835017i | 34.9887000504217+40.7588068809978i | 0.0191834803010191+15.8263712483408i | 1.99192729234164+12.6203713862946i | 33 | 0.23785 | 33 | 0.8073 | 33 | 53.7168 | 15.8264 | 12.7766
[35 empty] | VCAP FUNDAMENTAL VOLTAGE: |  |  | Fundamental voltage drop across capacitor | [17 empty] | 33.2 | 0.0215973472222222+71.7031927777776i | 86.3893888888889 | -1.6263062667336i | 35.2404703146591+40.8166854019599i | 0.0191834803010191+15.9222886498459i | 2.01452671572319+12.6941055672129i | 33.2 | 0.23835 | 33.2 | 0.80723 | 33.2 | 53.9249 | 15.9223 | 12.853
[36 empty] | VCAP HARMONIC VOLTAGE: |  | Harmonic voltage drop across capacitor | [17 empty] | 33.4 | 0.0215973472222222+72.1351397222221i | 86.3893888888889 | -1.61656790585496i | 35.4912852178116+40.872726335934i | 0.0191834803010191+16.018206051351i | 2.03725106573331+12.767775384903i | 33.4 | 0.23885 | 33.4 | 0.80716 | 33.4 | 54.1314 | 16.0182 | 12.9293
| 🧮 FORMULAS | [34 empty] | VCAP RMS VOLTAGE: |  | Capacitor RMS voltage (fundamental voltage + harmonic voltages) | [17 empty] | 33.6 | 0.0215973472222222+72.5670866666666i | 86.3893888888889 | -1.60694547784392i | 35.7411366934752+40.9269528917113i | 0.0191834803010191+16.1141234528561i | 2.06010011986807+12.8413806132683i | 33.6 | 0.23935 | 33.6 | 0.80709 | 33.6 | 54.3364 | 16.1141 | 13.0056
[36 empty] | VPEAK CAP VOLTAGE: |  | Capacitor voltage assuming or harmonics are coincident | [17 empty] | 33.8 | 0.0215973472222222+72.999033611111i | 86.3893888888889 | -1.59743692472058i | 35.9900170009605+40.9793881143191i | 0.0191834803010191+16.2100408543612i | 2.08307365499737+12.914921025041i | 33.8 | 0.23986 | 33.8 | 0.80702 | 33.8 | 54.5398 | 16.2101 | 13.0818
| The below shows how a 1000 kvar 13.8kV 4.7th tuned HP Filter Design is computed manually and is the basis this spreadsheet. | [35 empty] | VCAP MAIN RMS VOLTAGE: | Capacitor RMS voltage including harmonics | [17 empty] | 34 | 0.0215973472222222+73.4309805555555i | 86.3893888888889 | -1.58804023692811i | 36.2379187196235+41.0300548831674i | 0.0191834803010191+16.3059582558663i | 2.10617144735656+12.9883963918535i | 34 | 0.24037 | 34 | 0.80695 | 34 | 54.7417 | 16.306 | 13.1581
[37 empty] | VCAP MAIN, PEAK CAP VOLTAGE: | Capacitor peak voltage, including harmonics, and assuming peaks are in phase. | [17 empty] | 34.2 | 0.0215973472222222+73.8629274999999i | 86.3893888888889 | -1.57875345191683i | 36.4848347432216+41.0789759102882i | 0.0191834803010191+16.4018756573714i | 2.12939327253875+13.0618064843066i | 34.2 | 0.24088 | 34.2 | 0.80687 | 34.2 | 54.942 | 16.4019 | 13.2342
[36 empty] | N: |  | Number of capacitors per phase | [17 empty] | 34.4 | 0.0215973472222222+74.2948744444443i | 86.3893888888889 | -1.56957465277778i | 36.7307582742996+41.126173738671i | 0.0191834803010191+16.4977930588765i | 2.15273890548761+13.1351510720353i | 34.4 | 0.24139 | 34.4 | 0.8068 | 34.4 | 55.1408 | 16.4978 | 13.3104
[36 empty] | VCAP VAR RATING: |  | Capacitor can var rating (in Kvar) | [17 empty] | 34.6 | 0.0215973472222222+74.7268213888888i | 86.3893888888889 | -1.56050196692357i | 36.9756828186065+41.1716707406938i | 0.0191834803010191+16.5937104603816i | 2.17620812049066+13.2084299237727i | 34.6 | 0.2419 | 34.6 | 0.80672 | 34.6 | 55.3381 | 16.5937 | 13.3865
[36 empty] | ICAP RMS CURRENT: |  | RMS current seen by capacitor (amps rms) | [17 empty] | 34.8 | 0.0215973472222222+75.1587683333333i | 86.3893888888889 | -1.55153356481482i | 37.2196021795459+41.2154891166433i | 0.0191834803010191+16.6896278618867i | 2.19980069117319+13.2816428074108i | 34.8 | 0.24242 | 34.8 | 0.80664 | 34.8 | 55.5339 | 16.6896 | 13.4626
[36 empty] | IFILTER RMS CURRENT: |  | RMS current into filter branch (amps rms) | [17 empty] | 35 | 0.0215973472222222+75.5907152777777i | 86.3893888888889 | -1.54266765873016i | 37.462510452662+41.2576508933303i | 0.0191834803010191+16.7855452633918i | 2.22351639049252+13.35478949006i | 35 | 0.24294 | 35 | 0.80656 | 35 | 55.7282 | 16.7856 | 13.5386
[36 empty] | DF: |  | Damping Factor is R/XLn at the tuning harmonic number (hn), where XLn=XL x hn | [17 empty] | 35.2 | 0.0215973472222222+76.0226622222222i | 86.3893888888889 | -1.53390250157829i | 37.7044020201642+41.2981779227934i | 0.0191834803010191+16.8814626648969i | 2.24735499073279+13.4278697381054i | 35.2 | 0.24346 | 35.2 | 0.80648 | 35.2 | 55.921 | 16.8815 | 13.6146
[37 empty] | R | Resistance of high-pass damping resistor | [17 empty] | 35.4 | 0.0215973472222222+76.4546091666666i | 86.3893888888889 | -1.52523638575016i | 37.9452715454902+41.3370918810909i | 0.0191834803010191+16.977380066402i | 2.27131626350023+13.5008833172621i | 35.4 | 0.24399 | 35.4 | 0.8064 | 35.4 | 56.1124 | 16.9774 | 13.6906
[37 empty] | In | Current in amps at each harmonic | [17 empty] | 35.6 | 0.0215973472222222+76.8865561111111i | 86.3893888888889 | -1.51666764200999i | 38.1851139679116+41.3744142671825i | 0.0191834803010191+17.073297467907i | 2.29539997971864+13.5738299926278i | 35.6 | 0.24451 | 35.6 | 0.80632 | 35.6 | 56.3023 | 17.0733 | 13.7665
[56 empty] | 35.8 | 0.0215973472222222+77.3185030555555i | 86.3893888888889 | -1.50819463842334i | 38.4239244971821+41.4101664018942i | 0.0191834803010191+17.1692148694121i | 2.31960590962565+13.6467095287344i | 35.8 | 0.24504 | 35.8 | 0.80624 | 35.8 | 56.4907 | 17.1692 | 13.8424
[34 empty] | Disclaimer and Use Limitation | [21 empty] | 36 | 0.0215973472222222+77.75045i | 86.3893888888889 | -1.49981577932099i | 38.6616986082313+41.4443694269692i | 0.0191834803010191+17.2651322709172i | 2.3439338227689+13.7195216895968i | 36 | 0.24557 | 36 | 0.80615 | 36 | 56.6777 | 17.2651 | 13.9183
[34 empty] | This spreadsheet is provided for preliminary engineering evaluation only. The calculations are based on simplified, steady-state models and user-supplied input data and are intended to support initial screening, comparative analysis, and conceptual design. It is intended for use only by qualified technical professionals and should not be used as a substitute for detailed engineering studies, manufacturer-validated analyses, or final design verification. VarStec Power Solutions, LLC makes no representations or warranties, express or implied, and assumes no responsibility or liability for decisions or actions taken based on use of this tool. | [21 empty] | 36.2 | 0.0215973472222222+78.1823969444444i | 86.3893888888889 | -1.49152950429712i | 38.8984320359046+41.4770443042016i | 0.0191834803010191+17.3610496724223i | 2.36838348800289+13.7922662387609i | 36.2 | 0.2461 | 36.2 | 0.80606 | 36.2 | 56.8633 | 17.3611 | 13.9941
[56 empty] | 36.4 | 0.0215973472222222+78.6143438888889i | 86.3893888888889 | -1.48333428724054i | 39.1341207697503+41.5082118146502i | 0.0191834803010191+17.4569670739274i | 2.39295467348606+13.8649429393493i | 36.4 | 0.24664 | 36.4 | 0.80598 | 36.4 | 57.0474 | 17.457 | 14.0699
[56 empty] | 36.6 | 0.0215973472222222+79.0462908333333i | 86.3893888888889 | -1.47522863539769i | 39.3687610488574+41.5378925579328i | 0.0191834803010191+17.5528844754325i | 2.41764714667832+13.937551554106i | 36.6 | 0.24717 | 36.6 | 0.80589 | 36.6 | 57.2302 | 17.5529 | 14.1457
[56 empty] | 36.8 | 0.0215973472222222+79.4782377777778i | 86.3893888888889 | -1.46721108846618i | 39.6023493567426+41.5661069515985i | 0.0191834803010191+17.6488018769376i | 2.44246067433865+14.0100918454392i | 36.8 | 0.24771 | 36.8 | 0.8058 | 36.8 | 57.4116 | 17.6488 | 14.2214
[56 empty] | 37 | 0.0215973472222222+79.9101847222222i | 86.3893888888889 | -1.45928021771772i | 39.834882416289+41.5928752305751i | 0.0191834803010191+17.7447192784427i | 2.46739502252325+14.0825635754629i | 37 | 0.24825 | 37 | 0.80571 | 37 | 57.5915 | 17.7447 | 14.2971
| One-Line Diagram High-Pass Filter Design Parameters | [54 empty] | 37.2 | 0.0215973472222222+80.3421316666667i | 86.3893888888889 | -1.45143462514934i | 40.0663571847388+41.6182174466924i | 0.0191834803010191+17.8406366799478i | 2.49244995658383+14.154966506037i | 37.2 | 0.24879 | 37.2 | 0.80562 | 37.2 | 57.7701 | 17.8406 | 14.3727
[56 empty] | 37.4 | 0.0215973472222222+80.7740786111111i | 86.3893888888889 | -1.44367294266191i | 40.2967708487377+41.6421534682768i | 0.0191834803010191+17.9365540814529i | 2.51762524116625+14.2273003988063i | 37.4 | 0.24934 | 37.4 | 0.80552 | 37.4 | 57.9474 | 17.9366 | 14.4483
[56 empty] | 37.6 | 0.0215973472222222+81.2060255555556i | 86.3893888888889 | -1.43599383126478i | 40.5261208194357+41.6647029798185i | 0.0191834803010191+18.032471482958i | 2.54292064020937+14.2995650152375i | 37.6 | 0.24988 | 37.6 | 0.80543 | 37.6 | 58.1233 | 18.0325 | 14.5239
[56 empty] | 37.8 | 0.0215973472222222+81.6379725i | 86.3893888888889 | -1.4283959803057i | 40.7544047276423+41.6858854817069i | 0.0191834803010191+18.1283888844631i | 2.56833591694414+14.3717601166562i | 37.8 | 0.25043 | 37.8 | 0.80534 | 37.8 | 58.2978 | 18.1284 | 14.5994
[56 empty] | 38 | 0.0215973472222222+82.0699194444445i | 86.3893888888889 | -1.42087810672515i | 40.9816204190384+41.7057202900337i | 0.0191834803010191+18.2243062859682i | 2.59387083389303+14.4438854642819i | 38 | 0.25098 | 38 | 0.80524 | 38 | 58.471 | 18.2243 | 14.6749
[56 empty] | 38.2 | 0.0215973472222222+82.5018663888889i | 86.3893888888889 | -1.41343895433392i | 41.2077659494452+41.7242265364622i | 0.0191834803010191+18.3202236874733i | 2.61952515286957+14.5159408192618i | 38.2 | 0.25153 | 38.2 | 0.80514 | 38.2 | 58.6429 | 18.3202 | 14.7504
[56 empty] | 38.4 | 0.0215973472222222+82.9338133333334i | 86.3893888888889 | -1.40607729311343i | 41.4328395801502+41.7414231681605i | 0.0191834803010191+18.4161410889784i | 2.6452986349782+14.5879259427039i | 38.4 | 0.25208 | 38.4 | 0.80504 | 38.4 | 58.8135 | 18.4162 | 14.8258
[56 empty] | 38.6 | 0.0215973472222222+83.3657602777778i | 86.3893888888889 | -1.39879191853771i | 41.6568397732918+41.7573289477969i | 0.0191834803010191+18.5120584904835i | 2.67119104061424+14.6598405957089i | 38.6 | 0.25264 | 38.6 | 0.80495 | 38.6 | 58.9828 | 18.5121 | 14.9012
[56 empty] | 38.8 | 0.0215973472222222+83.7977072222223i | 86.3893888888889 | -1.39158165091638i | 41.8797651873027+41.7719624535962i | 0.0191834803010191+18.6079758919886i | 2.69720212946417+14.7316845394014i | 38.8 | 0.25319 | 38.8 | 0.80485 | 38.8 | 59.1508 | 18.608 | 14.9766
|  | Info@VarStec.com | [30 empty] | 7 ¦ P a g e |  | Info@VarStec.com | [18 empty] | 8 ¦ P a g e |  | 39 | 0.0215973472222222+84.2296541666667i | 86.3893888888889 | -1.38444533475783i | 42.1016146724111+41.7853420794545i | 0.0191834803010191+18.7038932934937i | 2.72333166050598+14.8034575349594i | 39 | 0.25375 | 39 | 0.80475 | 39 | 59.3175 | 18.7039 | 15.0519
[56 empty] | 39.2 | 0.0215973472222222+84.6616011111112i | 86.3893888888889 | -1.37738183815193i | 42.3223872662037+41.7974860351113i | 0.0191834803010191+18.7998106949988i | 2.7495793920099+14.8751593436438i | 39.2 | 0.25431 | 39.2 | 0.80464 | 39.2 | 59.4829 | 18.7998 | 15.1271
[56 empty] | 39.4 | 0.0215973472222222+85.0935480555556i | 86.3893888888889 | -1.37039005217146i | 42.5420821892457+41.8084123463775i | 0.0191834803010191+18.8957280965039i | 2.775945081539+14.9467897268262i | 39.4 | 0.25487 | 39.4 | 0.80454 | 39.4 | 59.6471 | 18.8957 | 15.2024
[56 empty] | 39.6 | 0.0215973472222222+85.5254950000001i | 86.3893888888889 | -1.36346889029181i | 42.7606988407631+41.8181388554163i | 0.0191834803010191+18.991645498009i | 2.80242848595028+15.0183484460165i | 39.6 | 0.25544 | 39.6 | 0.80444 | 39.6 | 59.81 | 18.9917 | 15.2776
[56 empty] | 39.8 | 0.0215973472222222+85.9574419444445i | 86.3893888888889 | -1.35661728782803i | 42.9782367943842+41.826683221077i | 0.0191834803010191+19.0875628995141i | 2.82902936139578+15.0898352628891i | 39.8 | 0.256 | 39.8 | 0.80433 | 39.8 | 59.9717 | 19.0876 | 15.3527
[56 empty] | 40 | 0.0215973472222222+86.389388888889i | 86.3893888888889 | -1.34983420138889i | 43.1946957939413+41.8340629192786i | 0.0191834803010191+19.1834803010192i | 2.85574746332378+15.1612499393087i | 40 | 0.25657 | 40 | 0.80423 | 40 | 60.1321 | 19.1835 | 15.4279
| Harmonic Filter Design - High-Pass (HP) Type ¦ Enter Customer PO # ¦ Stage 1 | [32 empty] | Harmonic Filter Design - High-Pass (HP) Type ¦ Enter Customer PO # ¦ Stage 1 | [21 empty] | 40.2 | 0.0215973472222222+86.8213358333334i | 86.3893888888889 | -1.34311860834715i | 43.4100757493338+41.8402952434428i | 0.0191834803010191+19.2793977025243i | 2.88258254648025+15.2325922373553i | 40.2 | 0.25713 | 40.2 | 0.80412 | 40.2 | 60.2913 | 19.2794 | 15.5029
[56 empty] | 40.4 | 0.0215973472222222+87.2532827777779i | 86.3893888888889 | -1.33646950632563i | 43.6243767324514+41.8453973049736i | 0.0191834803010191+19.3753151040294i | 2.90953436491047+15.3038619193483i | 40.4 | 0.2577 | 40.4 | 0.80401 | 40.4 | 60.4493 | 19.3753 | 15.578
| Appendix A | [54 empty] | 40.6 | 0.0215973472222222+87.6852297222223i | 86.3893888888889 | -1.32988591269841i | 43.8375989731572+41.8493860337826i | 0.0191834803010191+19.4712325055345i | 2.93660267196066+15.37505874787i | 40.6 | 0.25827 | 40.6 | 0.8039 | 40.6 | 60.6062 | 19.4712 | 15.653
[56 empty] | 40.8 | 0.0215973472222222+88.1171766666668i | 86.3893888888889 | -1.32336686410675i | 44.0497428553335+41.8522781788589i | 0.0191834803010191+19.5671499070396i | 2.96378722027989+15.4461824857882i | 40.8 | 0.25885 | 40.8 | 0.80379 | 40.8 | 60.7618 | 19.5672 | 15.728
| Filter and Source Harmonic Current Injection Response | [54 empty] | 41 | 0.0215973472222222+88.5491236111112i | 86.3893888888889 | -1.31691141598916i | 44.2608089129855+41.8540903088806i | 0.0191834803010191+19.6630673085447i | 2.99108776182199+15.5172328962786i | 41 | 0.25942 | 41 | 0.80368 | 41 | 60.9162 | 19.6631 | 15.8029
[56 empty] | 41.2 | 0.0215973472222222+88.9810705555557i | 86.3893888888889 | -1.31051864212513i | 44.4707978264076+41.854838812867i | 0.0191834803010191+19.7589847100498i | 3.01850404784768+15.5882097428461i | 41.2 | 0.26 | 41.2 | 0.80357 | 41.2 | 61.0695 | 19.759 | 15.8778
| The chart on page 10 illustrates the predicted source harmonic current response for a 1 amp harmonic current injection applied at the harmonic filter terminals. The analysis is performed from the 1st through the 50th harmonic and provides insight into how harmonic currents injected at the filter terminals (representing harmonic current produced by VFDs and other non-linear plant loads) divide between the utility source and the harmonic filter network. The plotted quantity represents the ratio of harmonic current flowing toward the utility source to the injected harmonic current at each harmonic order. In this analysis, the injected harmonic current is fixed at 1 amp for each harmonic order evaluated. The resulting value therefore indicates how much harmonic current will flow toward the utility source for every 1 amp of harmonic current injected at the filter bus. For example: A value of 0.20 indicates that 20% of the injected harmonic current flows toward the source while approximately 80% is absorbed by the filter network. A value of 1.0 indicates no mitigation benefit, meaning essentially all injected harmonic current flows toward the source. Values greater than 1.0 indicate harmonic current magnification caused by resonance between the filter system and the utility source impedance. This behavior is important because harmonic filters do not operate as ideal current sinks. The filter capacitors interact with the utility system inductance and create resonant conditions whose frequency and damping characteristics depend on: utility short-circuit strength and X/R ratio, harmonic filter tuning, filter effective reactive power rating, damping resistor ohmic value (if present), filter topology (C-HP, Notch, HP, H-Type), and number of filter branches. Near parallel resonance conditions (peaks in the chart), injected harmonic current can produce amplified source harmonic current levels. In these regions, the source current may exceed the injected harmonic current magnitude, producing source currents greater than 1 amp. This is not an error in the calculation. It is a real system phenomenon associated with resonant energy exchange between the source inductance and filter capacitance. This effect is one of the primary reasons damping resistors are incorporated into high-pass, C-high-pass, and H-filter harmonic filter designs. Proper damping resistor selection reduces resonance magnification, broadens attenuation bandwidth, and stabilizes filter performance across varying system conditions. The response curve therefore serves three purposes: Mitigation Assessment Identifies frequencies where harmonic current is effectively diverted into the filter network rather than propagated toward the utility source. | [54 empty] | 41.4 | 0.0215973472222222+89.4130175000001i | 86.3893888888889 | -1.30418763419216i | 44.6797104184085+41.8545399008714i | 0.0191834803010191+19.8549021115549i | 3.04603582892678+15.6591127893457i | 41.4 | 0.26057 | 41.4 | 0.80346 | 41.4 | 61.2216 | 19.8549 | 15.9526
[56 empty] | 41.6 | 0.0215973472222222+89.8449644444446i | 86.3893888888889 | -1.29791750133547i | 44.8875476505978+41.8532096047108i | 0.0191834803010191+19.95081951306i | 3.07368285494053+15.7299418000027i | 41.6 | 0.26115 | 41.6 | 0.80335 | 41.6 | 61.3725 | 19.9508 | 16.0274
[56 empty] | 41.8 | 0.0215973472222222+90.276911388889i | 86.3893888888889 | -1.29170736975013i | 45.0943106197315+41.8508637787324i | 0.0191834803010191+20.0467369145651i | 3.10144487508396+15.8006965394326i | 41.8 | 0.26173 | 41.8 | 0.80323 | 41.8 | 61.5223 | 20.0467 | 16.1022
[56 empty] | 42 | 0.0215973472222222+90.7088583333335i | 86.3893888888889 | -1.28555638227513i | 45.3000005541176+41.8475181006142i | 0.0191834803010191+20.1426543160702i | 3.1293216378686+15.87137677266i | 42 | 0.26231 | 42 | 0.80312 | 42 | 61.6709 | 20.1427 | 16.1769
[56 empty] | 42.2 | 0.0215973472222222+91.1408052777779i | 86.3893888888889 | -1.27946369799895i | 45.5046188100808+41.8431880722011i | 0.0191834803010191+20.2385717175753i | 3.15731289112487+15.9419822651373i | 42.2 | 0.26289 | 42.2 | 0.803 | 42.2 | 61.8185 | 20.2386 | 16.2516
[56 empty] | 42.4 | 0.0215973472222222+91.5727522222224i | 86.3893888888889 | -1.27342849187631i | 45.7081668684875+41.8378890203712i | 0.0191834803010191+20.3344891190804i | 3.18541838200508+16.0125127827628i | 42.4 | 0.26348 | 42.4 | 0.80289 | 42.4 | 61.9649 | 20.3345 | 16.3263
[56 empty] | 42.6 | 0.0215973472222222+92.0046991666668i | 86.3893888888889 | -1.26744995435576i | 45.9106463313278+41.8316360979337i | 0.0191834803010191+20.4304065205854i | 3.21363785698603+16.0829680918983i | 42.6 | 0.26406 | 42.6 | 0.80277 | 42.6 | 62.1102 | 20.4304 | 16.4009
[56 empty] | 42.8 | 0.0215973472222222+92.4366461111113i | 86.3893888888889 | -1.26152729101765i | 46.1120589183576+41.8244442845569i | 0.0191834803010191+20.5263239220905i | 3.24197106187213+16.1533479593861i | 42.8 | 0.26465 | 42.8 | 0.80265 | 42.8 | 62.2544 | 20.5263 | 16.4755
[56 empty] | 43 | 0.0215973472222222+92.8685930555557i | 86.3893888888889 | -1.25565972222222i | 46.3124064637978+41.8163283877233i | 0.0191834803010191+20.6222413235956i | 3.27041774179825+16.2236521525657i | 43 | 0.26524 | 43 | 0.80253 | 43 | 62.3975 | 20.6223 | 16.55
[56 empty] | 43.2 | 0.0215973472222222+93.3005400000002i | 86.3893888888889 | -1.24984648276749i | 46.5116909130918+41.8073030437119i | 0.0191834803010191+20.7181587251007i | 3.2989776412329+16.29388043929i | 43.2 | 0.26582 | 43.2 | 0.80241 | 43.2 | 62.5395 | 20.7182 | 16.6245
[56 empty] | 43.4 | 0.0215973472222222+93.7324869444446i | 86.3893888888889 | -1.24408682155658i | 46.7099143197198+41.7973827186069i | 0.0191834803010191+20.8140761266058i | 3.32765050398137+16.3640325879409i | 43.4 | 0.26641 | 43.4 | 0.80229 | 43.4 | 62.6804 | 20.8141 | 16.6989
[56 empty] | 43.6 | 0.0215973472222222+94.1644338888891i | 86.3893888888889 | -1.23838000127421i | 46.9070788420706+41.7865817093302i | 0.0191834803010191+20.9099935281109i | 3.35643607318898+16.4341083674448i | 43.6 | 0.26701 | 43.6 | 0.80217 | 43.6 | 62.8203 | 20.91 | 16.7734
[56 empty] | 43.8 | 0.0215973472222222+94.5963808333335i | 86.3893888888889 | -1.23272529807204i | 47.1031867403689+41.7749141446967i | 0.0191834803010191+21.005910929616i | 3.38533409134443+16.5041075472874i | 43.8 | 0.2676 | 43.8 | 0.80205 | 43.8 | 62.9591 | 21.0059 | 16.8477
[56 empty] | 44 | 0.0215973472222222+95.028327777778i | 86.3893888888889 | -1.22712200126262i | 47.2982403736597+41.7623939864927i | 0.0191834803010191+21.1018283311211i | 3.41434430028315+16.5740298975281i | 44 | 0.26819 | 44 | 0.80192 | 44 | 63.0969 | 21.1018 | 16.9221
[56 empty] | 44.2 | 0.0215973472222222+95.4602747222224i | 86.3893888888889 | -1.22156941302162i | 47.4922421968466+41.7490350305743i | 0.0191834803010191+21.1977457326262i | 3.44346644119078+16.6438751888144i | 44.2 | 0.26879 | 44.2 | 0.8018 | 44.2 | 63.2337 | 21.1978 | 16.9964
[56 empty] | 44.4 | 0.0215973472222222+95.8922216666669i | 86.3893888888889 | -1.2160668480981i | 47.6851947577867+41.7348509079864i | 0.0191834803010191+21.2936631341313i | 3.47270025460671+16.7136431923953i | 44.4 | 0.26938 | 44.4 | 0.80167 | 44.4 | 63.3694 | 21.2937 | 17.0706
[56 empty] | 44.6 | 0.0215973472222222+96.3241686111113i | 86.3893888888889 | -1.21061363353263i | 47.8771006944387+41.7198550860996i | 0.0191834803010191+21.3895805356364i | 3.5020454804278+16.7833336801351i | 44.6 | 0.26998 | 44.6 | 0.80155 | 44.6 | 63.504 | 21.3896 | 17.1448
[56 empty] | 44.8 | 0.0215973472222222+96.7561155555558i | 86.3893888888889 | -1.20520910838293i | 48.0679627320652+41.7040608697652i | 0.0191834803010191+21.4854979371415i | 3.53150185791158+16.8529464245258i | 44.8 | 0.27058 | 44.8 | 0.80142 | 44.8 | 63.6377 | 21.4855 | 17.219
[34 empty] | Resonance and Magnification Assessment Identifies frequencies where filter-to-system interaction may amplify harmonic current flow toward the source, potentially resulting in IEEE 519 limits being exceeded. Filter Performance Assessment Using expected harmonic current injections, the expected harmonic current flow into the utility network can be quickly evaluated. The calculations are based on the modeled utility short-circuit strength at the point of interconnection together with the cumulative filter capacitance and impedance characteristics of the filter network. The utility source is represented as an equivalent Thevenin impedance derived from the available short-circuit current. In a similar manner, a corresponding plot for harmonic current flow into the filter can also be developed. This curve helps identify concerns related to filter component ratings and assists in properly rating filter components when harmonic load is added to the system. See the plot on page 11. | [21 empty] | 45 | 0.0215973472222222+97.1880625000002i | 86.3893888888889 | -1.19985262345679i | 48.2577836804889+41.6874814024869i | 0.0191834803010191+21.5814153386466i | 3.56106912568067+16.9224811987006i | 45 | 0.27118 | 45 | 0.8013 | 45 | 63.7704 | 21.5814 | 17.2931
[56 empty] | 45.2 | 0.0215973472222222+97.6200094444447i | 86.3893888888889 | -1.19454354105211i | 48.4465664314003+41.6701296676079i | 0.0191834803010191+21.6773327401517i | 3.59074702172589+16.9919377764454i | 45.2 | 0.27178 | 45.2 | 0.80117 | 45.2 | 63.902 | 21.6773 | 17.3672
[56 empty] | 45.4 | 0.0215973472222222+98.0519563888891i | 86.3893888888889 | -1.18928123470386i | 48.6343139557192+41.6520184895127i | 0.0191834803010191+21.7732501416568i | 3.62053528341055+17.0613159322118i | 45.4 | 0.27238 | 45.4 | 0.80104 | 45.4 | 64.0327 | 21.7733 | 17.4412
[56 empty] | 45.6 | 0.0215973472222222+98.4839033333336i | 86.3893888888889 | -1.18406508893762i | 48.8210293010065+41.6331605348426i | 0.0191834803010191+21.8691675431619i | 3.65043364747403+17.1306154411279i | 45.6 | 0.27298 | 45.6 | 0.80091 | 45.6 | 64.1624 | 21.8692 | 17.5152
[56 empty] | 45.8 | 0.0215973472222222+98.915850277778i | 86.3893888888889 | -1.17889449902959i | 49.0067155889273+41.6135683137234i | 0.0191834803010191+21.965084944667i | 3.68044185003592+17.1998360790102i | 45.8 | 0.27359 | 45.8 | 0.80078 | 45.8 | 64.2911 | 21.9651 | 17.5892
[56 empty] | 46 | 0.0215973472222222+99.3477972222225i | 86.3893888888889 | -1.17376887077294i | 49.1913760127654+41.5932541810064i | 0.0191834803010191+22.0610023461721i | 3.71055962659985+17.2689776223749i | 46 | 0.27419 | 46 | 0.80065 | 46 | 64.4189 | 22.061 | 17.6631
[56 empty] | 46.2 | 0.0215973472222222+99.7797441666669i | 86.3893888888889 | -1.16868762025012i | 49.3750138349861+41.5722303375183i | 0.0191834803010191+22.1569197476772i | 3.74078671205766+17.3380398484482i | 46.2 | 0.2748 | 46.2 | 0.80052 | 46.2 | 64.5457 | 22.1569 | 17.737
[56 empty] | 46.4 | 0.0215973472222222+100.211691111111i | 86.3893888888889 | -1.16365017361111i | 49.5576323848497+41.5505088313231i | 0.0191834803010191+22.2528371491823i | 3.77112284069331+17.4070225351776i | 46.4 | 0.2754 | 46.4 | 0.80038 | 46.4 | 64.6715 | 22.2528 | 17.8108
[56 empty] | 46.6 | 0.0215973472222222+100.643638055556i | 86.3893888888889 | -1.15865596685741i | 49.7392350560729+41.528101558992i | 0.0191834803010191+22.3487545506874i | 3.80156774618713+17.4759254612415i | 46.6 | 0.27601 | 46.6 | 0.80025 | 46.6 | 64.7964 | 22.3488 | 17.8846
[56 empty] | 46.8 | 0.0215973472222222+101.075585i | 86.3893888888889 | -1.15370444563153i | 49.919825304537+41.5050202668821i | 0.0191834803010191+22.4446719521925i | 3.83212116161983+17.5447484060595i | 46.8 | 0.27662 | 46.8 | 0.80012 | 46.8 | 64.9204 | 22.4447 | 17.9584
[56 empty] | 47 | 0.0215973472222222+101.507531944445i | 86.3893888888889 | -1.14879506501182i | 50.0994066460471+41.4812765524232i | 0.0191834803010191+22.5405893536976i | 3.86278281947713+17.6134911498028i | 47 | 0.27723 | 47 | 0.79998 | 47 | 65.0434 | 22.5406 | 18.0321
[56 empty] | 47.2 | 0.0215973472222222+101.939478888889i | 86.3893888888889 | -1.14392728931261i | 50.2779826541327+41.4568818654111i | 0.0191834803010191+22.6365067552027i | 3.89355245165332+17.6821534734027i | 47.2 | 0.27784 | 47.2 | 0.79985 | 47.2 | 65.1655 | 22.6365 | 18.1058
[56 empty] | 47.4 | 0.0215973472222222+102.371425833334i | 86.3893888888889 | -1.13910059188935i | 50.4555569579006+41.4318475093068i | 0.0191834803010191+22.7324241567078i | 3.92442978945599+17.7507351585606i | 47.4 | 0.27845 | 47.4 | 0.79971 | 47.4 | 65.2868 | 22.7324 | 18.1794
[56 empty] | 47.6 | 0.0215973472222222+102.803372777778i | 86.3893888888889 | -1.13431445494864i | 50.6321332399266+41.4061846425423i | 0.0191834803010191+22.8283415582129i | 3.95541456361028+17.8192359877568i | 47.6 | 0.27907 | 47.6 | 0.79957 | 47.6 | 65.4071 | 22.8283 | 18.253
[56 empty] | 47.8 | 0.0215973472222222+103.235319722223i | 86.3893888888889 | -1.12956836936308i | 50.807715234199+41.3799042798293i | 0.0191834803010191+22.924258959718i | 3.98650650426334+17.8876557442597i | 47.8 | 0.27968 | 47.8 | 0.79944 | 47.8 | 65.5265 | 22.9243 | 18.3265
[56 empty] | 48 | 0.0215973472222222+103.667266666667i | 86.3893888888889 | -1.12486183449074i | 50.9823067240997+41.3530172934746i | 0.0191834803010191+23.0201763612231i | 4.01770534098827+17.955994212134i | 48 | 0.2803 | 48 | 0.7993 | 48 | 65.645 | 23.0202 | 18.4
[56 empty] | 48.2 | 0.0215973472222222+104.099213611111i | 86.3893888888889 | -1.12019435799907i | 51.1559115404342+41.3255344146956i | 0.0191834803010191+23.1160937627282i | 4.04901080278924+18.0242511762495i | 48.2 | 0.28091 | 48.2 | 0.79916 | 48.2 | 65.7627 | 23.1161 | 18.4734
[56 empty] | 48.4 | 0.0215973472222222+104.531160555556i | 86.3893888888889 | -1.11556545569329i | 51.3285335595019+41.2974662349425i | 0.0191834803010191+23.2120111642333i | 4.08042261810517+18.0924264222888i | 48.4 | 0.28153 | 48.4 | 0.79902 | 48.4 | 65.8794 | 23.212 | 18.5469
[56 empty] | 48.6 | 0.0215973472222222+104.9631075i | 86.3893888888889 | -1.11097465134888i | 51.5001767012074+41.2688232072194i | 0.0191834803010191+23.3079285657384i | 4.11194051481484+18.160519736756i | 48.6 | 0.28214 | 48.6 | 0.79888 | 48.6 | 65.9953 | 23.3079 | 18.6202
|  | Info@VarStec.com | [30 empty] | 9 ¦ P a g e |  | Info@VarStec.com | [18 empty] | 10 ¦ P a g e |  | 48.8 | 0.0215973472222222+105.395054444445i | 86.3893888888889 | -1.10642147654827i | 51.6708449272185+41.2396156474089i | 0.0191834803010191+23.4038459672435i | 4.14356422024096+18.2285309069839i | 48.8 | 0.28276 | 48.8 | 0.79874 | 48.8 | 66.1104 | 23.4039 | 18.6935
[56 empty] | 49 | 0.0215973472222222+105.827001388889i | 86.3893888888889 | -1.10190547052154i | 51.8405422391581+41.2098537355973i | 0.0191834803010191+23.4997633687486i | 4.17529346115504+18.2964597211421i | 49 | 0.28338 | 49 | 0.7986 | 49 | 66.2246 | 23.4998 | 18.7668
[56 empty] | 49.2 | 0.0215973472222222+106.258948333334i | 86.3893888888889 | -1.09742617999096i | 52.0092726768442+41.1795475173999i | 0.0191834803010191+23.5956807702537i | 4.20712796378168+18.3643059682438i | 49.2 | 0.284 | 49.2 | 0.79845 | 49.2 | 66.3379 | 23.5957 | 18.8401
[56 empty] | 49.4 | 0.0215973472222222+106.690895277778i | 86.3893888888889 | -1.09298315901934i | 52.1770403165625+41.1487069052878i | 0.0191834803010191+23.6915981717588i | 4.23906745380335+18.4320694381538i | 49.4 | 0.28462 | 49.4 | 0.79831 | 49.4 | 66.4504 | 23.6916 | 18.9132
[56 empty] | 49.6 | 0.0215973472222222+107.122842222223i | 86.3893888888889 | -1.088575968862i | 52.3438492693845+41.1173416799116i | 0.0191834803010191+23.7875155732639i | 4.2711116563649+18.499749921595i | 49.6 | 0.28524 | 49.6 | 0.79817 | 49.6 | 66.5621 | 23.7875 | 18.9864
[56 empty] | 49.8 | 0.0215973472222222+107.554789166667i | 86.3893888888889 | -1.0842041778224i | 52.5097036795181+41.0854614914271i | 0.0191834803010191+23.883432974769i | 4.30326029607823+18.5673472101557i | 49.8 | 0.28587 | 49.8 | 0.79802 | 49.8 | 66.673 | 23.8834 | 19.0595
| Harmonic Filter Design - High-Pass (HP) Type ¦ Enter Customer PO # ¦ Stage 1 | [32 empty] | Harmonic Filter Design - High-Pass (HP) Type ¦ Enter Customer PO # ¦ Stage 1 | [21 empty] | 50 | 0.0215973472222222+107.986736111112i | 86.3893888888889 | -1.07986736111111i | 52.6746077227023+41.0530758608171i | 0.0191834803010191+23.979350376274i | 4.33551309702702+18.6348610962959i | 50 | 0.28649 | 50 | 0.79788 | 50 | 66.783 | 23.9794 | 19.1326
The scan is used to: - Evaluate harmonic filter performance. - Estimate harmonic current division between the filter and source. - Identify resonant points in the system. - Determine whether resonance occurs near a harmonic where significant current is injected. When filter impedance is lower than source impedance, more harmonic current flows into the filter. When filter impedance is higher than source impedance, more current flows into the source. When the two impedances are approximately equal, the current divides roughly 50/50. A resonance below the filter tuning point should be reviewed carefully, especially if it coincides with a significant harmonic current source. In that case, the scan may indicate a potential problem condition. Overall, this impedance scan provides a simplified but practical representation of system behavior based on the supplied source short-circuit MVA and X/R ratio and filter characteristics for the project.
Driving Point Impedance Scans
A driving point harmonic impedance scan as shown on page 12 and also on page 4 shows system impedance versus harmonic number or frequency. Impedance magnitude, in ohms, is plotted on the vertical axis, with harmonic number on the horizontal axis. The scan is used to evaluate how the system responds to harmonic current at different frequencies. This scan includes the filter impedance, source impedance, and total system impedance. For each harmonic, the impedance represents the voltage that would result from a 1-amp current injection at that point. Since impedance equals voltage divided by current, the voltage produced by a 1-amp injection is numerically equal to the impedance. The program uses the provided short-circuit level and X/R ratio to develop the source impedance curve, often used as a reference line. This provides a practical approximation of source behavior for harmonic analysis, especially where the transformer dominates the source impedance, typical for medium-voltage and industrial applications.
|  | Info@VarStec.com | [30 empty] | 11 ¦ P a g e |  | Info@VarStec.com | [18 empty] | 12 ¦ P a g e
This spreadsheet is used to support the design, tuning, and component selection associated with HP harmonic filters as engineered by VarStec Power Solutions. It provides a consistent methodology for determining all electrical parameters required for proper filter performance, including reactances, inductance, capacitor reactive power and voltage ratings, harmonic currents, voltage stresses, and damping resistance. The summary below describes the calculation process applied throughout the tool using a 13.8kV 1000 kvar filter branch as an example. The tool assumes that harmonic simulations have been conducted and that the current spectrum into the harmonic filter is known. These values are inserted in the blue highlighted fields of rows 24 and 25 on page 1. For additional information, engineering support, or custom filter designs, contact VarStec Power Solutions at info@varstec.com. The design process begins by establishing the fundamental kvar requirement of the harmonic filter, typically based on the kvar demand of the connected load or the kvar allocation assigned to each stage of a multi-stage harmonic filter. This requirement is defined as and forms the foundation of all subsequent calculations. Using the system’s nominal line-to-line voltage , the spreadsheet determines the fundamental capacitive reactance of the capacitor section, . For a HP filter, this value directly represents XC and XL must be summed together as one subtracts from the other. Xeff=XL-XC and individually are calculated using the relationship .
This spreadsheet is used to support the design, tuning, and component selection associated with HP harmonic filters as engineered by VarStec Power Solutions. It provides a consistent methodology for determining all electrical parameters required for proper filter performance, including reactances, inductance, capacitor reactive power and voltage ratings, harmonic currents, voltage stresses, and damping resistance. The summary below describes the calculation process applied throughout the tool using a 13.8kV 1000 kvar filter branch as an example. The tool assumes that harmonic simulations have been conducted and that the current spectrum into the harmonic filter is known. These values are inserted in the blue highlighted fields of rows 24 and 25 on page 1. For additional information, engineering support, or custom filter designs, contact VarStec Power Solutions at info@varstec.com. The design process begins by establishing the fundamental kvar requirement of the harmonic filter, typically based on the kvar demand of the connected load or the kvar allocation assigned to each stage of a multi-stage harmonic filter. This requirement is defined as 𝑄_𝑒𝑓𝑓and forms the foundation of all subsequent calculations. Using the system’s nominal line-to-line voltage 𝑘𝑉_𝐿𝐿𝑆𝑌𝑆, the spreadsheet determines the fundamental capacitive reactance of the capacitor section, 𝑋_𝑒𝑓𝑓. For a HP filter, this value directly represents XC and XL must be summed together as one subtracts from the other. Xeff=XL-XC and individually are calculated using the relationship 𝑋_𝐶=(ℎ^2/(ℎ^2−1)) 𝑋_𝑒𝑓𝑓 .
The harmonic filter design must ensure capacitor operating duties stay within IEEE/IEC-rated limits, including the allowable 10% continuous overvoltage. The spreadsheet checks four key parameters against their rated duty: % Rated Volts, % Crest Voltage, % Amps, % kVAR. If any value exceeds its limit, the cell turns red. In that case, increase the capacitor voltage rating. The objective is to meet the required duty without significantly exceeding the rating, which would increase cost.
With XC known, XL is computed using the relationship: Xeff=XL-XC. From there L and C are calculated.
The capacitor kvar ratings is then determined using the rated operating voltage. The spreadsheet next evaluates the high-pass damping resistor. Its ohmic value is derived from the specified damping factor (DF) of the HP filter (determined from harmonic simulations), linking the resistor to the tuning reactance at the harmonic frequency. With kvar and reactances established, the spreadsheet computes the fundamental filter current and applies injected harmonic current data to evaluate the resulting capacitor voltage stresses, current duty, and reactive power duty. These computed values are compared against industry-standard capacitor ratings to confirm suitability for the intended application.
The spreadsheet then resolves the fundamental and harmonic currents flowing in the reactor, capacitor and high-pass resistors. This is performed using complex current-divider calculations to ensure accurate representation of harmonic behavior. The watt loss in the damping resistor is subsequently computed and verified against its thermal rating.
Taken together, these calculations define a complete, consistent, and repeatable VarStec methodology for the engineering of HP harmonic filters. The spreadsheet determines all critical design parameters, including reactances, inductance, kvar ratings, current loading, voltage stress, and damping characteristics, using standardized electrical notation to provide traceability, transparency, and field-proven reliability.
(ohms) =
𝑋_𝑒𝑓𝑓= 〖〖𝑘𝑉〗_𝐿𝐿𝑆𝑌𝑆〗^2/𝑄_𝑒𝑓𝑓 (ohms) = 〖13.8〗^2/(1.0 )=190.4 (𝑜ℎ𝑚𝑠)
(ohms) = 190.4 (ohms)=199.4 (ohms)
𝑋_𝐶=(ℎ^2/(ℎ^2−1)) 𝑋_𝑒𝑓𝑓 (ohms) = (〖4.7〗^2/(〖4.7〗^2−1)) 190.4 (ohms)=199.4 (ohms)
=
𝑋_𝐿=𝑋_𝐶/ℎ^2 = 199.4/〖4.7〗^2 =9.03 𝑜ℎ𝑚𝑠
= 23.95 mH
𝐻(𝑖𝑛𝑑𝑢𝑐𝑡𝑎𝑛𝑐𝑒)=𝑋_𝐿/2𝜋𝑓×1000(𝑚𝐻)=9.03/(2𝜋 60)×1000(𝑚𝐻)= 23.95 mH
𝐼_(𝐹𝐼𝐿𝑇𝐸𝑅 𝑅𝑀𝑆 𝐶𝑈𝑅𝑅𝐸𝑁𝑇)=√(∑_(𝑛=1)^𝑛▒𝐼_𝑛^2 )
𝐼_(𝑅𝐴𝑇𝐸𝐷 𝐹𝑈𝑁𝐷𝐴𝑀𝐸𝑁𝑇𝐴𝐿)= 𝑄_𝑒𝑓𝑓/(1.73×〖𝑘𝑉〗_𝐿𝐿𝑆𝑌𝑆 )×1000=1.0/(1.73×13.8)×1000=41.88 𝑎𝑚𝑝𝑠
〖𝑄_(𝑅𝐴𝑇𝐸𝐷 𝑃𝐸𝑅 𝑃𝐻𝐴𝑆𝐸 (𝑀𝑉𝐴𝑅)) =(𝑉_(𝐶𝐴𝑃 𝑅𝐴𝑇𝐼𝑁𝐺) )^2/𝑋_𝐶 =(9.54)^2/199.47=0.456 𝑀𝑉𝐴𝑅/𝑃ℎ𝑎𝑠𝑒〗_
𝑄_𝑒𝑓𝑓=𝑂𝑢𝑡𝑝𝑢𝑡 𝑀𝑉𝐴𝑅 𝑅𝑎𝑡𝑖𝑛𝑔 𝑜𝑓 𝐹𝑖𝑙𝑡𝑒𝑟=(𝐷𝑒𝑠𝑖𝑟𝑒𝑑 3 𝑃ℎ𝑎𝑠𝑒 𝑘𝑣𝑎𝑟)/1000 =1.0 𝑀𝑉𝐴𝑅
k
k𝑉_𝐿𝐿𝑆𝑌𝑆=𝐹𝑖𝑙𝑡𝑒𝑟 𝑁𝑜𝑚𝑖𝑛𝑎𝑙 𝐿𝑖𝑛𝑒−𝑡𝑜−𝐿𝑖𝑛𝑒 𝑉𝑜𝑙𝑡𝑎𝑔𝑒 𝑅𝑎𝑡𝑖𝑛𝑔 (𝐾𝑉)=13.8 𝑘𝑉
(f)
𝐶=1/(2𝜋𝑓𝑋_𝑐 ) (f)
𝐿=𝑋_𝐿/2𝜋𝑓 (𝐻)
R
R=𝐷𝐹×𝑥_𝐿×ℎ (𝑜ℎ𝑚𝑠)
VLN
JXL
-JXC
R

## C-HP Filter Design
[54 empty] | SD - Standard Duty Capacitors | [14 empty] | Reactor Current at 10% + Fundamental | [14 empty] | tuning Reactor Curretn Comparison plot
[32 empty] | VarStec Power Solutions, Inc. | [21 empty] | HD- Heavy Duty Capacitor | [18 empty] | Main Cap + 10% 1st |  | Main Cap + 10% 1st |  | Q Main +10% 1st |  |  | Aux cap peak | Aux Cap +10% 1st | Q vars aux | Q vars aux
[32 empty] | PO Box 942 | [21 empty] | EXD - Extreme Duty Capacitors |  | Injected Amps |  | Reactor Impedance | Aux Capacitor Impedance | HP Resistor Impedance | Main Cap Impedance | Aux Cap+Reactor | Aux Cap & Reactor // HP Resistor | Whole Filter Impedance | Whole Filter Impedance Mag | Filter Terminal Voltage | Resistor Current | Reactor Current |  | Resistor Watts | Reactor Watts | Main Cap |  | Main Cap |  | Q Main |  | Aux Cap | Aux Cap +10% 1st |  |  |  | +10% 1st |  | Injected Current | Reactor Current | VarStec Rating
[32 empty] | Saratoga Springs, NY 12866 | Harmonic Filter Design - C-HP ¦ Enter Customer PO # ¦ Stage 1 | [21 empty] | Harm #: |  | +10% 1st | [11 empty] | amps |  |  | RMS V | RMS V | Peak V | Peak V | Capacitor | Capacitor | Voltage | Voltage | voltage | Voltage |  |  | Harm #:
[32 empty] | 518.369.7589 | [22 empty] | 1 | 278.1241 | 305.9366 | 0.0107986736111111+1.07986736111111i | -1.07986736111111i | 10.7986736111111 | -25.9168166666667i | 0.0107986736111111 | 0.0107878857253857 | 0.0107878857253857-25.9168166666667i | 25.9168 | 7208.0931 | 0.27785 | 277.8463 | 305.6309 | 0.83364 | 833.6421 | 7208.0925 | 7928.9017 | 10193.7822 | 11213.1604 | 2004744.5621 | 2425740.9202 | 300.0371 | 330.0409 | 424.3166 | 466.7483 | 83364.2116 | 100870.6961 | 1 | 278.1241 | 277.8463 | 416.7694
| Harmonic Filter Design / C-High-Pass (C-HP) Type | [31 empty] | 📐 DESIGN VERIFICATION | [21 empty] | 2 | 0 | 0 | 0.0107986736111111+2.15973472222222i | -0.539933680555556i | 10.7986736111111 | -12.9584083333333i | 0.0107986736111111+1.61980104166666i | 0.247710474206195+1.5810634071286i | 0.247710474206195-11.3773449262047i | 11.38 | 0 | 0 | 0 | 0 | 0 | 0 | 0 | 0 | 0 | 0 | 0 | 0 | 0 | 0 | 0 | 0 | 0 | 0 | 2 | 0 | 0 | 0
[55 empty] | 3 | 0 | 0 | 0.0107986736111111+3.23960208333333i | -0.359955787037037i | 10.7986736111111 | -8.63893888888889i | 0.0107986736111111+2.87964629629629i | 0.72566057472856+2.68345335634567i | 0.72566057472856-5.95548553254322i | 5.9995 | 0 | 0 | 0 | 0 | 0 | 0 | 0 | 0 | 0 | 0 | 0 | 0 | 0 | 0 | 0 | 0 | 0 | 0 | 3 | 0 | 0 | 0
| 📜 PROJECT DETAILS | [29 empty] | July 18, 2026 |  | Main Capacitor Group Design Ratings Versus Duty Rating | [21 empty] | 4 | 0 | 0 | 0.0107986736111111+4.31946944444445i | -0.269966840277778i | 10.7986736111111 | -6.47920416666667i | 0.0107986736111111+4.04950260416667i | 1.33847203621065+3.54403155902865i | 1.33847203621065-2.93517260763802i | 3.2259 | 0 | 0 | 0 | 0 | 0 | 0 | 0 | 0 | 0 | 0 | 0 | 0 | 0 | 0 | 0 | 0 | 0 | 0 | 4 | 0 | 0 | 0
[40 empty] | Design Values | [14 empty] | 5 | 100 | 100 | 0.0107986736111111+5.39933680555556i | -0.215973472222222i | 10.7986736111111 | -5.18336333333333i | 0.0107986736111111+5.18336333333334i | 2.02760617062525+4.20590646496825i | 2.02760617062525-0.97745686836508i | 2.2509 | 225.0913 | 43.2381 | 90.0791 | 90.0791 | 20188.4387 | 87.6231 | 518.3363 | 518.3363 | 733.0383 | 733.0383 | 51833.6333 | 51833.6333 | 97.2735 | 97.2735 | 137.5655 | 137.5655 | 8762.3051 | 8762.3051 | 5 | 100 | 90.0791 | 135.1186
|  |  |  | Project Name: | Enter Project Name - | [15 empty] | VarStec SO #: |  | Enter SO Number | [16 empty] | At Nominal Voltage | [5 empty] | At 110% System Voltage | [8 empty] | 7 | 80 | 80 | 0.0107986736111111+7.55907152777778i | -0.154266765873016i | 10.7986736111111 | -3.70240238095238i | 0.0107986736111111+7.40480476190476i | 3.45630506505592+5.02973726574354i | 3.45630506505592+1.32733488479116i | 3.7024 | 296.193 | 45.2116 | 65.9335 | 65.9335 | 22073.4082 | 46.9442 | 296.1922 | 296.1922 | 418.879 | 418.879 | 23695.3752 | 23695.3752 | 71.1994 | 71.1994 | 100.6911 | 100.6911 | 4694.4214 | 4694.4214 | 7 | 80 | 65.9335 | 98.9002
|  |  |  | Customer PO #: | Enter Customer PO # | [15 empty] | Revision #: |  | Rev 1 | [10 empty] | Design Parameter | [13 empty] | Rated Duty | [6 empty] | 11 | 60 | 60 | 0.0107986736111111+11.8785409722222i | -0.0981697601010101i | 10.7986736111111 | -2.35607424242424i | 0.0107986736111111+11.7803712121212i | 5.86753318167913+5.37405187114555i | 5.86753318167913+3.01797762872131i | 6.5982 | 395.8915 | 44.2091 | 40.525 | 40.525 | 21105.3851 | 17.7344 | 141.3645 | 141.3645 | 199.9195 | 199.9195 | 8481.8673 | 8481.8673 | 43.7616 | 43.7616 | 61.8882 | 61.8882 | 1773.4371 | 1773.4371 | 11 | 60 | 40.525 | 60.7875
|  |  |  | Tag #: | Enter Tag Number | [15 empty] | Stage/Branch: |  | Stage 1 | [14 empty] | % RATED VOLTS: |  | 72.64% | [5 empty] | 79.85% |  | 125% | [6 empty] | 13 | 30 | 30 | 0.0107986736111111+14.0382756944444i | -0.0830667200854701i | 10.7986736111111 | -1.99360128205128i | 0.0107986736111111+13.9552089743589i | 6.75330352565405+5.2226402394281i | 6.75330352565405+3.22903895737682i | 7.4856 | 224.5672 | 23.7172 | 18.3526 | 18.3526 | 6074.336 | 3.6372 | 59.808 | 59.808 | 84.5813 | 84.5813 | 1794.2412 | 1794.2412 | 19.8184 | 19.8184 | 28.0274 | 28.0274 | 363.7196 | 363.7196 | 13 | 30 | 18.3526 | 27.5289
[38 empty] | % CREST VOLTAGE: |  | 83.37% | [5 empty] | 90.61% |  | 135% | [6 empty] | 17 | 20 | 20 | 0.0107986736111111+18.3577451388889i | -0.0635216094771242i | 10.7986736111111 | -1.52451862745098i | 0.0107986736111111+18.2942235294118i | 8.00699672701265+4.72470436986753i | 8.00699672701265+3.20018574241655i | 8.6228 | 172.4566 | 17.2188 | 10.1639 | 10.1639 | 3201.6831 | 1.1156 | 30.4904 | 30.4904 | 43.1199 | 43.1199 | 609.8075 | 609.8075 | 10.9757 | 10.9757 | 15.5219 | 15.5219 | 111.5555 | 111.5555 | 17 | 20 | 10.1639 | 15.2458
| 🧮 SPECIFICATION DETAILS | [36 empty] | % 60HZ AMPS: |  | 81.94% | [5 empty] | 88.39% |  | 135% | [6 empty] | 19 | 10 | 10 | 0.0107986736111111+20.5174798611111i | -0.0568351242690059i | 10.7986736111111 | -1.36404298245614i | 0.0107986736111111+20.4606447368421i | 8.44470916773426+4.45568746840351i | 8.44470916773426+3.09164448594737i | 8.9929 | 89.9285 | 8.8419 | 4.6666 | 4.6666 | 844.2358 | 0.23516 | 13.6404 | 13.6404 | 19.2905 | 19.2905 | 136.4043 | 136.4043 | 5.0393 | 5.0393 | 7.1266 | 7.1266 | 23.5161 | 23.5161 | 19 | 10 | 4.6666 | 6.9999
|  | Key Filter Ratings | [35 empty] | % 60HZ KVAR: |  | 54.65% | [5 empty] | 65.64% |  | 135% | [6 empty] | 23 | 10 | 10 | 0.0107986736111111+24.8369493055556i | -0.0469507548309179i | 10.7986736111111 | -1.12681811594203i | 0.0107986736111111+24.7899985507247i | 9.07523005530667+3.95247447102782i | 9.07523005530667+2.82565635508579i | 9.505 | 95.0495 | 9.1665 | 3.993 | 3.993 | 907.3508 | 0.17217 | 11.2682 | 11.2682 | 15.9356 | 15.9356 | 112.6818 | 112.6818 | 4.3119 | 4.3119 | 6.0979 | 6.0979 | 17.2172 | 17.2172 | 23 | 10 | 3.993 | 5.9895
[13 empty] | kVLLsys (System Line-to-Line Voltage Rating): | 12.47 |  | kV | [10 empty] | Xeff Filter Effective Reactance): | 25.9168 |  |  | Ohms | [23 empty] | 25 | 10 | 10 | 0.0107986736111111+26.9966840277778i | -0.0431946944444445i | 10.7986736111111 | -1.03667266666667i | 0.0107986736111111+26.9534893333334i | 9.30400451883406+3.72696708723628i | 9.30400451883406+2.69029442056961i | 9.6852 | 96.8515 | 9.2814 | 3.7185 | 3.7185 | 930.2511 | 0.14932 | 10.3667 | 10.3667 | 14.6608 | 14.6608 | 103.6673 | 103.6673 | 4.0155 | 4.0155 | 5.6788 | 5.6788 | 14.9318 | 14.9318 | 25 | 10 | 3.7185 | 5.5778
|  |  | Qeff (3-Phase Output Rating of Filter): | [10 empty] | 6000 |  | kvar | [16 empty] | ICAP MAIN (Fundamental Current per Capacitor): | [8 empty] | 55.6248 |  |  | amps |  |  |  |  | Capacitive Reactance (per can): | 129.5841 | Ohms |  |  | 29 | 0 | 0 | 0.0107986736111111+31.3161534722222i | -0.0372368055555556i | 10.7986736111111 | -0.893683333333333i | 0.0107986736111111+31.2789166666666i | 9.64775182143453+3.33037412011549i | 9.64775182143453+2.43669078678216i | 9.9507 | 0 | 0 | 0 | 0 | 0 | 0 | 0 | 0 | 0 | 0 | 0 | 0 | 0 | 0 | 0 | 0 | 0 | 0 | 29 | 0 | 0 | 0
|  |  | hn (Tuning Point of Filter): | [10 empty] | 5 |  | (harmonic number) | [10 empty] | hf : | 300 |  |  | Hz |  | IMAIN FUSE (Minimum Fuse Rating): | [8 empty] | 100.1247 |  |  | amps |  |  |  |  | Capacitance (per can): | 20.4706 | µF |  |  | 31 | 0 | 0 | 0.0107986736111111+33.4758881944445i | -0.0348344310035842i | 10.7986736111111 | -0.836026344086022i | 0.0107986736111111+33.4410537634409i | 9.77814296111811+3.15719578483865i | 9.77814296111811+2.32116944075263i | 10.0499 | 0 | 0 | 0 | 0 | 0 | 0 | 0 | 0 | 0 | 0 | 0 | 0 | 0 | 0 | 0 | 0 | 0 | 0 | 31 | 0 | 0 | 0
|  |  | f (System Frequency): | [10 empty] | 60 |  | (HZ) | [10 empty] | IRATED FUNDAMENTAL: | 278.1241 |  |  | amps |  | VCAP MAIN FUNDAMENTAL VOLTAGE: | [8 empty] | 7.2081 |  |  | kV | [9 empty] | 35 | 10 | 10 | 0.0107986736111111+37.7953576388889i | -0.0308533531746032i | 10.7986736111111 | -0.740480476190476i | 0.0107986736111111+37.7645042857143i | 9.98175517103539+2.85402646111793i | 9.98175517103539+2.11354598492745i | 10.2031 | 102.0306 | 9.6139 | 2.7491 | 2.7491 | 998.0939 | 0.08161 | 7.4048 | 7.4048 | 10.472 | 10.472 | 74.048 | 74.048 | 2.9686 | 2.9686 | 4.1983 | 4.1983 | 8.161 | 8.161 | 35 | 10 | 2.7491 | 4.1236
| DF (Damping Factor of High-Pass Filter): | [12 empty] | 2 | [12 empty] | IFILTER RMS CURRENT: | 314.8858 |  |  | amps |  | VCAP MAIN RMS VOLTAGE: | [8 empty] | 7.2345 |  |  | kV | [9 empty] | 37 | 10 | 10 | 0.0107986736111111+39.9550923611111i | -0.0291856043543544i | 10.7986736111111 | -0.700454504504505i | 0.0107986736111111+39.9259067567567i | 10.0619324601855+2.72122983628859i | 10.0619324601855+2.02077533178409i | 10.2628 | 102.6285 | 9.6525 | 2.6107 | 2.6107 | 1006.1196 | 0.073601 | 7.0045 | 7.0045 | 9.9059 | 9.9059 | 70.0455 | 70.0455 | 2.8192 | 2.8192 | 3.9869 | 3.9869 | 7.3601 | 7.3601 | 37 | 10 | 2.6107 | 3.916
[33 empty] | VCAP MAIN, PEAK CAP VOLTAGE: | [8 empty] | 11.7418 |  |  | kV
| Expected Harmonic Current (amps) Into Line Side of Filter of Filter Branch/Stage | [31 empty] | IMAIN CAP RMS CURRENT: | [8 empty] | 314.8858 |  |  | amps | [10 empty] | 314.8858 | 339.7016 | [9 empty] | 84.6231 | 302.9989 | 328.664 | 77330.136 | 991.4084 | 7234.5017 | 7952.9177 | 11743.585 | 12762.9632 | 2091656.3335 | 2512652.6915 | 327.1986 | 354.9136 | 795.0994 | 837.531 | 99140.8366 | 116647.3211
| (n) Harmonic: | [5 empty] | 1 | 2 |  | 3 |  | 4 | 5 |  | 7 | 11 |  | 13 | 17 | 19 |  | 23 |  | 25 | 29 |  | 31 |  | 35 |  | 37 |  | QMAIN CAPACITOR (1-phase): | [8 empty] | 2091.6563 |  |  | kvar | [10 empty] | rms | rms | [14 empty] | RMS | RMS | peak | Peak | Vars | Vars | RMS | RMS | PEAK | PEAK | vars | vars
| (In) Filter current: | [5 empty] | 278.1241 | 0 |  | 0 |  | 0 | 100 |  | 80 | 60 |  | 30 | 20 | 10 |  | 10 |  | 10 | 0 |  | 0 |  | 10 |  | 10 | [26 empty] | Reactor Impedance | Aux Capacitor Impedance | HP Resistor Impedance | Main Cap Impedance | Aux Cap+Reactor | Aux Cap & Reactor // HP Resistor | Whole Filter Impedance |  |  |  | Whole Filter Impedance | Source Impedance | Total Impedance
[33 empty] | Auxiliary Capacitor Group Design Ratings Versus Duty Rating | [23 empty] | Harm #: | [7 empty] | Source Impedance | Total Impedance | Harm #: |  |  |  |  | Peak: Attenuation Plot (Filter); RMS: Attenuation Plot (Source)
| Main Capacitor Group Rating Details | [38 empty] | Design Values | [16 empty] | 1 | 0.0107986736111111+1.07986736111111i | -1.07986736111111i | 10.7986736111111 | -25.9168166666667i | 0.0107986736111111 | 0.0107878857253857 | 0.0107878857253857-25.9168166666667i | 0.0191834803010191+0.479587007525479i | 0.0199174768076055+0.488613685983378i | 1 | 25.9168 | 0.47997 | 0.48902 |  | RMS: Source Impedance; Peak: 1; Vars: 0.018869; RMS: 1; RMS: 1.0189
VCAP MAIN RATING (Voltage Rating of Main Capacitor): | [13 empty] | 9.96 |  | kV | [9 empty] | Individual Capacitor Rating: | 765.5385 |  |  | kvar | [9 empty] | At Nominal Voltage | [5 empty] | At 110% System Voltage | [10 empty] | 1.2 | 0.0107986736111111+1.29584083333333i | -0.899889467592593i | 10.7986736111111 | -21.5973472222222i | 0.0107986736111111+0.395951365740737i | 0.0252432391742937+0.394631149155192i | 0.0252432391742937-21.202716073067i | 0.0191834803010191+0.575504409030575i | 0.0202884674574937+0.591540906514113i | 1.2 | 21.2027 | 0.57582 | 0.59189 |  | Peak: 1.2; Vars: 0.027916; RMS: 1.2; RMS: 1.0279
NMAIN (Number of Main Capacitors Per Phase): | [13 empty] | 5 | [11 empty] | QMAIN RATED PER PHASE: | 3827.6923 |  |  | kvar |  |  |  | Design Parameter | [13 empty] | Rated Duty | [8 empty] | 1.4 | 0.0107986736111111+1.51181430555556i | -0.77133382936508i | 10.7986736111111 | -18.5120119047619i | 0.0107986736111111+0.74048047619048i | 0.0611752163939195+0.735550054155029i | 0.0611752163939195-17.7764618506069i | 0.0191834803010191+0.671421810535671i | 0.0208131720072907+0.69774786886644i | 1.4 | 17.7766 | 0.6717 | 0.69806 |  | RMS: R; Peak: 1.4; Vars: 0.039268; RMS: 1.4; RMS: 1.0392
[7 empty] | HD- Heavy Duty Capacitor | [18 empty] | XC-MAIN: | 25.9168 |  |  | Ohms | [7 empty] | % RATED VOLTS: |  | 32.72% | [5 empty] | 35.49% |  | 125% | [8 empty] | 1.6 | 0.0107986736111111+1.72778777777778i | -0.674917100694445i | 10.7986736111111 | -16.1980104166667i | 0.0107986736111111+1.05287067708333i | 0.112173554169134+1.04089286268915i | 0.112173554169134-15.1571175539776i | 0.0191834803010191+0.767339212040767i | 0.02160250006612+0.80821014772726i | 1.6 | 15.1575 | 0.76758 | 0.8085 |  | RMS: 0.019183; Peak: 1.6; Vars: 0.05334; RMS: 1.6; RMS: 1.0533
[26 empty] | Main Cap Capacitance (per phase): | 102.35 |  |  | 𝜇F/Phase | [7 empty] | % CREST VOLTAGE: |  | 56.22% | [5 empty] | 59.22% |  | 135% | [8 empty] | 1.8 | 0.0107986736111111+1.94376125i | -0.599926311728395i | 10.7986736111111 | -14.3982314814815i | 0.0107986736111111+1.34383493827161i | 0.174982276091603+1.32073862750825i | 0.174982276091603-13.0774928539732i | 0.0191834803010191+0.863256613545863i | 0.0228635889846045+0.924179737119089i | 1.8 | 13.0787 | 0.86347 | 0.92446 |  | Peak: 1.8; Vars: 0.070685; RMS: 1.8; RMS: 1.0706
| Auxiliary Capacitor Group Rating Details | [36 empty] | % 60HZ AMPS: |  | 32.72% | [5 empty] | 35.49% |  | 135% | [8 empty] | 2 | 0.0107986736111111+2.15973472222222i | -0.539933680555556i | 10.7986736111111 | -12.9584083333333i | 0.0107986736111111+1.61980104166666i | 0.247710474206195+1.5810634071286i | 0.247710474206195-11.3773449262047i | 0.0191834803010191+0.959174015050958i | 0.0249734242675922+1.04729903162254i | 2 | 11.38 | 0.95937 | 1.0476 |  | RMS: X; Peak: 2; Vars: 0.092056; RMS: 2; RMS: 1.092
[38 empty] | % 60HZ KVAR: |  | 10.71% | [5 empty] | 12.6% |  | 135% | [8 empty] | 2.2 | 0.0107986736111111+2.37570819444444i | -0.490848800505051i | 10.7986736111111 | -11.7803712121212i | 0.0107986736111111+1.88485939393939i | 0.329117612354119+1.82558782286926i | 0.329117612354119-9.95478338925194i | 0.0191834803010191+1.05509141655605i | 0.028611331835466+1.17976608662183i | 2.2 | 9.9602 | 1.0553 | 1.1801 |  | RMS: 0.47959; Peak: 2.2; Vars: 0.11848; RMS: 2.2; RMS: 1.1183
| VCAP AUX RATING (Voltage Rating of Aux Capacitor): | [12 empty] | 1 |  | kV | [9 empty] | Individual Capacitor Rating: | 154.3399 |  |  | kvar | [26 empty] | 2.4 | 0.0107986736111111+2.59168166666667i | -0.449944733796296i | 10.7986736111111 | -10.7986736111111i | 0.0107986736111111+2.14173693287037i | 0.418296143156984+2.05671814633124i | 0.418296143156984-8.74195546477986i | 0.0191834803010191+1.15100881806115i | 0.0350039588268664+1.32457506976431i | 2.4 | 8.752 | 1.1512 | 1.325 |  | Peak: 2.4; Vars: 0.1514; RMS: 2.4; RMS: 1.151
NAUX (Number of Auxiliary Capacitors Per Phase): | [13 empty] | 6 | [11 empty] | QAUX RATED PER PHASE: | 926.0397 |  |  | kvar |  |  | ICAP AUX (Fundamental Amps Each Aux Capacitor): | [8 empty] | 46.3077 |  |  | amps | [11 empty] | 2.6 | 0.0107986736111111+2.80765513888889i | -0.415333600427351i | 10.7986736111111 | -9.96800641025641i | 0.0107986736111111+2.39232153846154i | 0.514518929330568+2.27605974667855i | 0.514518929330568-7.69194666357786i | 0.0191834803010191+1.24692621956625i | 0.0463921627800686+1.48586039597436i | 2.6 | 7.7091 | 1.2471 | 1.4866 |  | Peak: 2.6; Vars: 0.19283; RMS: 2.6; RMS: 1.1921
[7 empty] | HD- Heavy Duty Capacitor | [18 empty] | XC-AUX: | 1.0799 |  |  | Ohms |  |  | IAUX FUSE (Minimum Fuse Rating): | [8 empty] | 83.3539 |  |  | amps |  |  |  |  | Capacitive Reactance (per can): | 6.4792 | Ohms |  |  |  |  | 2.8 | 0.0107986736111111+3.02362861111111i | -0.38566691468254i | 10.7986736111111 | -9.25600595238095i | 0.0107986736111111+2.63796169642857i | 0.617161464210206+2.48471325406031i | 0.617161464210206-6.77129269832064i | 0.0191834803010191+1.34284362107134i | 0.0669496885737909+1.66935772746889i | 2.8 | 6.7994 | 1.343 | 1.6707 |  | Peak: 2.8; Vars: 0.24571; RMS: 2.8; RMS: 1.244
[26 empty] | Aux Cap Capacitance (per phase): | 2456.47 |  |  | 𝜇F/Phase |  |  | VCAP AUX FUNDAMENTAL VOLTAGE: | [8 empty] | 0.30004 |  |  | kV |  |  |  |  | Capacitance (per can): | 409.4115 | µf |  |  |  |  | 3 | 0.0107986736111111+3.23960208333333i | -0.359955787037037i | 10.7986736111111 | -8.63893888888889i | 0.0107986736111111+2.87964629629629i | 0.72566057472856+2.68345335634567i | 0.72566057472856-5.95548553254322i | 0.0191834803010191+1.43876102257644i | 0.104645393964767+1.88289027407679i | 3 | 5.9995 | 1.4389 | 1.8858 |  | Peak: 3; Vars: 0.31432; RMS: 3; RMS: 1.3106
| Tuning Reactor | [31 empty] | VCAP AUX RMS VOLTAGE: | [8 empty] | 0.3272 |  |  | kV | [11 empty] | 3.2 | 0.0107986736111111+3.45557555555556i | -0.337458550347222i | 10.7986736111111 | -8.09900520833333i | 0.0107986736111111+3.11811700520834i | 0.839491978662158+2.87284085551413i | 0.839491978662158-5.2261643528192i | 0.0191834803010191+1.53467842408153i | 0.175084764391564+2.1363335016386i | 3.2 | 5.2932 | 1.5348 | 2.1435 |  | Peak: 3.2; Vars: 0.40496; RMS: 3.2; RMS: 1.3966
| X/Rratio (Tuning Reactor at System Frequency): | [12 empty] | 100 |  |  | XL (Inductive Reactance): | [9 empty] | 1.0799 |  |  | ohms |  |  | VCAP AUX PEAK CAP VOLTAGE: | [8 empty] | 0.7951 |  |  | kV | [11 empty] | 3.4 | 0.0107986736111111+3.67154902777778i | -0.317608047385621i | 10.7986736111111 | -7.6225931372549i | 0.0107986736111111+3.35394098039216i | 0.958158043065478+3.053295069594i | 0.958158043065478-4.5692980676609i | 0.0191834803010191+1.63059582558663i | 0.309250979662402+2.4387687989474i | 3.4 | 4.6687 | 1.6307 | 2.4583 |  | Peak: 3.4; Vars: 0.52655; RMS: 3.4; RMS: 1.5075
[13 empty] | Enter Fundamental Current Design Margin: | 1.5 |  | HL (Inductance): | [10 empty] | 2.8645 |  |  | mH |  |  | ICAP AUX RMS CURRENT: | [8 empty] | 302.9989 |  |  | amps | [11 empty] | 3.6 | 0.0107986736111111+3.8875225i | -0.299963155864198i | 10.7986736111111 | -7.19911574074074i | 0.0107986736111111+3.5875593441358i | 1.08118125582062+3.22514176293912i | 1.08118125582062-3.97397397780162i | 0.0191834803010191+1.72651322709173i | 0.566700821604532+2.78460117895903i | 3.6 | 4.1184 | 1.7266 | 2.8417 |  | Peak: 3.6; Vars: 0.68999; RMS: 3.6; RMS: 1.6458
[13 empty] | Enter Harmonic Current Design Margin: | 1.5 | [18 empty] | QAUX CAPACITOR (1-phase): | [8 empty] | 99.1408 |  |  | kvar | [11 empty] | 3.8 | 0.0107986736111111+4.10349597222222i | -0.284175621345029i | 10.7986736111111 | -6.8202149122807i | 0.0107986736111111+3.81932035087719i | 1.20810096964694+3.38864546772381i | 1.20810096964694-3.43156944455689i | 0.0191834803010191+1.82243062859682i | 1.04180042660816+3.10624995678994i | 3.8 | 3.638 | 1.8225 | 3.2763 |  | Peak: 3.8; Vars: 0.90057; RMS: 3.8; RMS: 1.7977
[57 empty] | 4 | 0.0107986736111111+4.31946944444445i | -0.269966840277778i | 10.7986736111111 | -6.47920416666667i | 0.0107986736111111+4.04950260416667i | 1.33847203621065+3.54403155902865i | 1.33847203621065-2.93517260763802i | 0.0191834803010191+1.91834803010192i | 1.78154331380634+3.18406646086701i | 4 | 3.2259 | 1.9184 | 3.6486 |  | Peak: 4; Vars: 1.131; RMS: 4; RMS: 1.9018
| High-Pass Resistor | [55 empty] | 4.2 | 0.0107986736111111+4.53544291666667i | -0.257111276455026i | 10.7986736111111 | -6.17067063492063i | 0.0107986736111111+4.27833164021164i | 1.47186451997496+3.69150143372118i | 1.47186451997496-2.47916920119945i | 0.0191834803010191+2.01426543160701i | 2.51367289371878+2.74020872038744i | 4.2 | 2.8832 | 2.0144 | 3.7185 |  | Peak: 4.2; Vars: 1.2897; RMS: 4.2; RMS: 1.846
[13 empty] | Rw (Resistor KW/Phase - Specified): | 100 |  | kW/Phase | [40 empty] | 4.4 | 0.0107986736111111+4.75141638888889i | -0.245424400252525i | 10.7986736111111 | -5.89018560606061i | 0.0107986736111111+4.50599198863636i | 1.60786400333608+3.83124294793274i | 1.60786400333608-2.05894265812787i | 0.0191834803010191+2.11018283311211i | 2.7514607357587+1.97437630716962i | 4.4 | 2.6124 | 2.1103 | 3.3865 |  | Peak: 4.4; Vars: 1.2964; RMS: 4.4; RMS: 1.6048
[10 empty] | Ifundamental resistor current (actual): | 0 |  | amps | [12 empty] | R (Resistor Ohm rating/phase): | 10.7987 |  |  | Ohms | [26 empty] | 4.6 | 0.0107986736111111+4.96738986111111i | -0.234753774154589i | 10.7986736111111 | -5.63409057971014i | 0.0107986736111111+4.73263608695652i | 1.74607218258055+3.96343753635878i | 1.74607218258055-1.67065304335136i | 0.0191834803010191+2.20610023461721i | 2.53041990423642+1.39642949930101i | 4.6 | 2.4166 | 2.2062 | 2.8902 |  | Peak: 4.6; Vars: 1.196; RMS: 4.6; RMS: 1.31
[10 empty] | Ifundamental resistor current (specified): | 96.231 |  | amps | [12 empty] | (Rw) (Resistor KW/phase, actual): | 77.3301 |  |  | kW/Phase | [26 empty] | 4.8 | 0.0107986736111111+5.18336333333334i | -0.224972366898148i | 10.7986736111111 | -5.39933680555555i | 0.0107986736111111+4.95839096643519i | 1.88610756779035+4.08826497658155i | 1.88610756779035-1.311071828974i | 0.0191834803010191+2.3020176361223i | 2.18922344461376+1.12701950333157i | 4.8 | 2.297 | 2.3021 | 2.4623 |  | Peak: 4.8; Vars: 1.0719; RMS: 4.8; RMS: 1.0696
[57 empty] | 5 | 0.0107986736111111+5.39933680555556i | -0.215973472222222i | 10.7986736111111 | -5.18336333333333i | 0.0107986736111111+5.18336333333334i | 2.02760617062525+4.20590646496825i | 2.02760617062525-0.97745686836508i | 0.0191834803010191+2.3979350376274i | 1.894097520501+1.05178989700902i | 5 | 2.2509 | 2.398 | 2.1665 |  | Peak: 5; Vars: 0.96251; RMS: 5; RMS: 0.90347
|  | Info@VarStec.com | [29 empty] | Rev Date: 7-18-2026 |  | Info@VarStec.com | [18 empty] | 2 ¦ P a g e |  |  |  | 5.2 | 0.0107986736111111+5.61531027777778i | -0.207666800213675i | 10.7986736111111 | -4.9840032051282i | 0.0107986736111111+5.40764347756411i | 2.17022210928038+4.31654647482657i | 2.17022210928038-0.66745673030163i | 0.0191834803010191+2.49385243913249i | 1.67260351311309+1.07087224490631i | 5.2 | 2.2705 | 2.4939 | 1.986 |  | Peak: 5.2; Vars: 0.8747; RMS: 5.2; RMS: 0.79635
[57 empty] | 5.4 | 0.0107986736111111+5.83128375i | -0.199975437242798i | 10.7986736111111 | -4.79941049382716i | 0.0107986736111111+5.6313083127572i | 2.31362808966822+4.42037373522463i | 2.31362808966822-0.379036758602529i | 0.0191834803010191+2.58976984063759i | 1.51254277706397+1.13196654355972i | 5.4 | 2.3445 | 2.5898 | 1.8892 |  | Peak: 5.4; Vars: 0.80582; RMS: 5.4; RMS: 0.72947
[57 empty] | 5.6 | 0.0107986736111111+6.04725722222223i | -0.19283345734127i | 10.7986736111111 | -4.62800297619048i | 0.0107986736111111+5.85442376488096i | 2.45751574172992+4.51758157760835i | 2.45751574172992-0.11042139858213i | 0.0191834803010191+2.68568724214269i | 1.39768156007379+1.21072385362685i | 5.6 | 2.46 | 2.6858 | 1.8492 |  | Peak: 5.6; Vars: 0.75169; RMS: 5.6; RMS: 0.6885
[57 empty] | 5.8 | 0.0107986736111111+6.26323069444445i | -0.186184027777778i | 10.7986736111111 | -4.46841666666667i | 0.0107986736111111+6.07704666666667i | 2.60159580316663+4.60836783305157i | 2.60159580316663+0.1399511663849i | 0.0191834803010191+2.78160464364778i | 1.31528172338483+1.29603693758879i | 5.8 | 2.6054 | 2.7817 | 1.8465 |  | Peak: 5.8; Vars: 0.70874; RMS: 5.8; RMS: 0.66382
[57 empty] | 6 | 0.0107986736111111+6.47920416666667i | -0.179977893518518i | 10.7986736111111 | -4.31946944444444i | 0.0107986736111111+6.29922627314815i | 2.74559815191482+4.69293441678106i | 2.74559815191482+0.373464972336619i | 0.0191834803010191+2.87752204515288i | 1.25637171664052+1.38283450046013i | 6 | 2.7709 | 2.8776 | 1.8683 |  | Peak: 6; Vars: 0.67428; RMS: 6; RMS: 0.64927
[57 empty] | 6.2 | 0.0107986736111111+6.69517763888889i | -0.174172155017921i | 10.7986736111111 | -4.18013172043011i | 0.0107986736111111+6.52100548387097i | 2.88927169471192+4.77148670281309i | 2.88927169471192+0.59135498238298i | 0.0191834803010191+2.97343944665797i | 1.21477346154579+1.46882133314638i | 6.2 | 2.9492 | 2.9735 | 1.9061 |  | Peak: 6.2; Vars: 0.64631; RMS: 6.2; RMS: 0.64102
| Harmonic Filter Design - C-HP ¦ Enter Customer PO # ¦ Stage 1 | [31 empty] | Harmonic Filter Design - C-HP ¦ Enter Customer PO # ¦ Stage 1 | [23 empty] | 6.4 | 0.0107986736111111+6.91115111111112i | -0.168729275173611i | 10.7986736111111 | -4.04950260416667i | 0.0107986736111111+6.74242183593751i | 3.03238412299444+4.84423276637648i | 3.03238412299444+0.79473016220981i | 0.0191834803010191+3.06935684816307i | 1.18621036858175+1.55300330972878i | 6.4 | 3.1348 | 3.0694 | 1.9542 |  | Peak: 6.4; Vars: 0.62339; RMS: 6.4; RMS: 0.63667
[57 empty] | 6.6 | 0.0107986736111111+7.12712458333334i | -0.163616266835017i | 10.7986736111111 | -3.9267904040404i | 0.0107986736111111+6.96350831649832i | 3.17472154973489+4.91138255278316i | 3.17472154973489+0.98459214874276i | 0.0191834803010191+3.16527424966816i | 1.16767680754024+1.6350046348932i | 6.6 | 3.3239 | 3.1653 | 2.0092 |  | Peak: 6.6; Vars: 0.60446; RMS: 6.6; RMS: 0.63474
| Table of Currents and Voltages | [31 empty] | 📐 SIMPLIFIED ONE-LINE DIAGRAM | [23 empty] | 6.8 | 0.0107986736111111+7.34309805555556i | -0.15880402369281i | 10.7986736111111 | -3.81129656862745i | 0.0107986736111111+7.18429403186275i | 3.31608804207555+4.97314701685328i | 3.31608804207555+1.16185044822583i | 0.0191834803010191+3.26119165117326i | 1.15702095503345+1.7147433245505i | 6.8 | 3.5137 | 3.2612 | 2.0686 |  | Peak: 6.8; Vars: 0.58871; RMS: 6.8; RMS: 0.63429
[18 empty] | Iaux Capacitor and IREACTOR CURRENT (amps) | [38 empty] | 7 | 0.0107986736111111+7.55907152777778i | -0.154266765873016i | 10.7986736111111 | -3.70240238095238i | 0.0107986736111111+7.40480476190476i | 3.45630506505592+5.02973726574354i | 3.45630506505592+1.32733488479116i | 0.0191834803010191+3.35710905267836i | 1.15267259551267+1.79227342921833i | 7 | 3.7024 | 3.3572 | 2.1309 |  | Peak: 7; Vars: 0.57555; RMS: 7; RMS: 0.63474
[6 empty] | (In) Filter Current (amps): |  |  |  | VCAP MAIN Voltage (volts) |  |  |  | VCAP AUX Voltage (volts) | [18 empty] | 12.47kV, 60Hz C-High-Pass Filter, Wye-Connected | [23 empty] | 7.2 | 0.0107986736111111+7.77504500000001i | -0.149981577932099i | 10.7986736111111 | -3.59955787037037i | 0.0107986736111111+7.62506342206791i | 3.59521085158034+5.08136372925054i | 3.59521085158034+1.48180585888017i | 0.0191834803010191+3.45302645418345i | 1.15346453352201+1.86770720085403i | 7.2 | 3.8886 | 3.4531 | 2.1952 |  | Peak: 7.2; Vars: 0.56452; RMS: 7.2; RMS: 0.63572
| Harmonic #: (n) | [20 empty] | IRESISTOR CURRENT (amps) |  |  |  |  | Voltage Distortion* | [5 empty] | 6,000 Kvar 3-Phase, 5.0 Tuning | [23 empty] | 7.4 | 0.0107986736111111+7.99101847222223i | -0.145928021771772i | 10.7986736111111 | -3.50227252252252i | 0.0107986736111111+7.84509045045046i | 3.7326597132+5.12823537478336i | 3.7326597132+1.62596285226084i | 0.0191834803010191+3.54894385568855i | 1.15851386256728+1.94117660216924i | 7.4 | 4.0714 | 3.549 | 2.2606 |  | Peak: 7.4; Vars: 0.55524; RMS: 7.4; RMS: 0.63697
[57 empty] | 7.6 | 0.0107986736111111+8.20699194444445i | -0.142087810672515i | 10.7986736111111 | -3.41010745614035i | 0.0107986736111111+8.06490413377193i | 3.868521305419+5.17055897879863i | 3.868521305419+1.76045152265828i | 0.0191834803010191+3.64486125719364i | 1.16714173694189+2.01281457841349i | 7.6 | 4.2503 | 3.6449 | 2.3267 |  | Peak: 7.6; Vars: 0.54743; RMS: 7.6; RMS: 0.63835
| 1 |  |  |  |  | 278.1241 |  |  |  | 7208.0925 |  |  |  | 300.0371 |  |  |  | 277.8463 |  |  |  | 0.27785 |  |  |  |  | 100% | [15 empty] | Fundamental Current 278.1 amps/phase | [13 empty] | 7.8 | 0.0107986736111111+8.42296541666667i | -0.138444533475783i | 10.7986736111111 | -3.3226688034188i | 0.0107986736111111+8.28452088319089i | 4.00267986017757+5.20853846225395i | 4.00267986017757+1.88586965883515i | 0.0191834803010191+3.74077865869874i | 1.1788182277712+2.08274638765876i | 7.8 | 4.4247 | 3.7408 | 2.3932 |  | Peak: 7.8; Vars: 0.54087; RMS: 7.8; RMS: 0.63975
| 2 |  |  |  |  | 0 |  |  |  | 0 |  |  |  | 0 |  |  |  | 0 |  |  |  | 0 |  |  |  |  | 0% | [15 empty] | RMS current 314.89 amps/phase | [13 empty] | 8 | 0.0107986736111111+8.63893888888889i | -0.134983420138889i | 10.7986736111111 | -3.23960208333333i | 0.0107986736111111+8.50395546875i | 4.13503339699364+5.24237429432319i | 4.13503339699364+2.00277221098986i | 0.0191834803010191+3.83669606020384i | 1.19312377597166+2.1510860686551i | 8 | 4.5945 | 3.8367 | 2.4598 |  | Peak: 8; Vars: 0.53538; RMS: 8; RMS: 0.64112
| 3 |  |  |  |  | 0 |  |  |  | 0 |  |  |  | 0 |  |  |  | 0 |  |  |  | 0 |  |  |  |  | 0% | [29 empty] | 8.2 | 0.0107986736111111+8.85491236111112i | -0.131691141598916i | 10.7986736111111 | -3.16058739837398i | 0.0107986736111111+8.7232212195122i | 4.26549292301858+5.2722629660492i | 4.26549292301858+2.11167556767522i | 0.0191834803010191+3.93261346170893i | 1.20972180743697+2.21793550614021i | 8.2 | 4.7596 | 3.9327 | 2.5264 |  | Peak: 8.2; Vars: 0.5308; RMS: 8.2; RMS: 0.64241
| 4 |  |  |  |  | 0 |  |  |  | 0 |  |  |  | 0 |  |  |  | 0 |  |  |  | 0 |  |  |  |  | 0% | [15 empty] | Reactor: 1.08 ohms, 2.86 mH | [13 empty] | 8.4 | 0.0107986736111111+9.07088583333334i | -0.128555638227513i | 10.7986736111111 | -3.08533531746032i | 0.0107986736111111+8.94233019510583i | 4.3939816310278+5.29839653364012i | 4.3939816310278+2.2130612161798i | 0.0191834803010191+4.02853086321403i | 1.2283389785516+2.28338476709836i | 8.4 | 4.9198 | 4.0286 | 2.5928 |  | Peak: 8.4; Vars: 0.52701; RMS: 8.4; RMS: 0.6436
| 5 |  |  |  |  | 100 |  |  |  | 518.3363 |  |  |  | 0 |  |  |  | 0 |  |  |  | 0 |  |  |  |  | 3.123% | [11 empty] | High-Pass Resistor: 10.8 ohms/Phase |  |  |  | I1= 278.1 amps nominal | [13 empty] | 8.6 | 0.0107986736111111+9.28685930555556i | -0.125565972222222i | 10.7986736111111 | -3.01358333333333i | 0.0107986736111111+9.16129333333334i | 4.52043410315924+5.3209622296328i | 4.52043410315924+2.30737889629947i | 0.0191834803010191+4.12444826471912i | 1.24875072048786+2.34751301246349i | 8.6 | 5.0753 | 4.1245 | 2.659 |  | Peak: 8.6; Vars: 0.52391; RMS: 8.6; RMS: 0.64468
| 7 |  |  |  |  | 80 |  |  |  | 296.1922 |  |  |  | 0 |  |  |  | 0 |  |  |  | 0 |  |  |  |  | 4.109% | [11 empty] | 77 KW/Phase | [17 empty] | 8.8 | 0.0107986736111111+9.50283277777778i | -0.122712200126263i | 10.7986736111111 | -2.9450928030303i | 0.0107986736111111+9.38012057765152i | 4.64479552705548+5.34014213905657i | 4.64479552705548+2.39504933602627i | 0.0191834803010191+4.22036566622422i | 1.27077051881638+2.41038962191872i | 8.8 | 5.2259 | 4.2204 | 2.7249 |  | Peak: 8.8; Vars: 0.52141; RMS: 8.8; RMS: 0.64564
| 11 |  |  |  |  | 60 |  |  |  | 141.3645 |  |  |  | 0 |  |  |  | 0 |  |  |  | 0 |  |  |  |  | 5.492% | [11 empty] | 84.6 RMS Amps | [17 empty] | 9 | 0.0107986736111111+9.71880625i | -0.119985262345679i | 10.7986736111111 | -2.8796462962963i | 0.0107986736111111+9.59882098765432i | 4.76702092997808+5.35611293695906i | 4.76702092997808+2.47646664066276i | 0.0191834803010191+4.31628306772931i | 1.29424186387371+2.47207534717182i | 9 | 5.3719 | 4.3163 | 2.7904 |  | Peak: 9; Vars: 0.51944; RMS: 9; RMS: 0.64647
| 13 |  |  |  |  | 30 |  |  |  | 59.808 |  |  |  | 0 |  |  |  | 0 |  |  |  | 0 |  |  |  |  | 3.115% | [15 empty] | Aux Capacitor: Qty(18), 154 kvar, 1 kV, 409.41 µF/Can | [13 empty] | 9.2 | 0.0107986736111111+9.93477972222222i | -0.117376887077295i | 10.7986736111111 | -2.81704528985507i | 0.0107986736111111+9.81740283514493i | 4.88707443545659+5.36904568314018i | 4.88707443545659+2.55200039328511i | 0.0191834803010191+4.41220046923441i | 1.31903213634276+2.5326234042977i | 9.2 | 5.5133 | 4.4122 | 2.8555 |  | Peak: 9.2; Vars: 0.51794; RMS: 9.2; RMS: 0.64718
| 17 |  |  |  |  | 20 |  |  |  | 30.4904 |  |  |  | 0 |  |  |  | 0 |  |  |  | 0 |  |  |  |  | 2.393% | [15 empty] | Optional Fuse: 83 (Minimum Amps) | [13 empty] | 9.4 | 0.0107986736111111+10.1507531944444i | -0.114879506501182i | 10.7986736111111 | -2.75710815602837i | 0.0107986736111111+10.0358736879432i | 5.0049285461154+5.37910566962844i | 5.0049285461154+2.62199751360007i | 0.0191834803010191+4.5081178707395i | 1.3450279127032+2.59208046655088i | 9.4 | 5.6501 | 4.5082 | 2.9203 |  | Peak: 9.4; Vars: 0.51685; RMS: 9.4; RMS: 0.64777
| 19 |  |  |  |  | 10 |  |  |  | 13.6404 |  |  |  | 0 |  |  |  | 0 |  |  |  | 0 |  |  |  |  | 1.248% | [29 empty] | 9.6 | 0.0107986736111111+10.3667266666667i | -0.112486183449074i | 10.7986736111111 | -2.69966840277778i | 0.0107986736111111+10.2542404832176i | 5.12056345549604+5.38645231628652i | 5.12056345549604+2.68678391350874i | 0.0191834803010191+4.6040352722446i | 1.37213132470152+2.65048754575088i | 9.6 | 5.7826 | 4.6041 | 2.9846 |  | Peak: 9.6; Vars: 0.51613; RMS: 9.6; RMS: 0.64825
| 23 |  |  |  |  | 10 |  |  |  | 11.2682 |  |  |  | 0 |  |  |  | 0 |  |  |  | 0 |  |  |  |  | 1.319% | [29 empty] | 9.8 | 0.0107986736111111+10.5827001388889i | -0.110190547052154i | 10.7986736111111 | -2.6445731292517i | 0.0107986736111111+10.4725095918367i | 5.23396639095251+5.39123910990921i | 5.23396639095251+2.74666598065751i | 0.0191834803010191+4.6999526737497i | 1.4002572098727+2.70788076389034i | 9.8 | 5.9109 | 4.7 | 3.0485 |  | Peak: 9.8; Vars: 0.51574; RMS: 9.8; RMS: 0.64862
| 25 |  |  |  |  | 10 |  |  |  | 10.3667 |  |  |  | 0 |  |  |  | 0 |  |  |  | 0 |  |  |  |  | 1.344% | [15 empty] | Capacitor Fuse: 100 (Minimum Amps) | [13 empty] | 10 | 0.0107986736111111+10.7986736111111i | -0.107986736111111i | 10.7986736111111 | -2.59168166666667i | 0.0107986736111111+10.690686875i | 5.34513098905389+5.39361358225437i | 5.34513098905389+2.8019319155877i | 0.0191834803010191+4.79587007525479i | 1.42933086187096+2.76429202300579i | 10 | 6.035 | 4.7959 | 3.112 |  | Peak: 10; Vars: 0.51565; RMS: 10; RMS: 0.64888
| 29 |  |  |  |  | 0 |  |  |  | 0 |  |  |  | 0 |  |  |  | 0 |  |  |  | 0 |  |  |  |  | 0% | [29 empty] | 10.2 | 0.0107986736111111+11.0146470833333i | -0.10586934912854i | 10.7986736111111 | -2.54086437908497i | 0.0107986736111111+10.9087777342048i | 5.45405670436001+5.39371732259541i | 5.45405670436001+2.85285294351044i | 0.0191834803010191+4.89178747675989i | 1.45928623999031+2.81974958388433i | 10.2 | 6.1551 | 4.8918 | 3.175 |  | Peak: 10.2; Vars: 0.51583; RMS: 10.2; RMS: 0.64904
| 31 |  |  |  |  | 0 |  |  |  | 0 |  |  |  | 0 |  |  |  | 0 |  |  |  | 0 |  |  |  |  | 0% | [29 empty] | 10.4 | 0.0107986736111111+11.2306205555556i | -0.103833400106838i | 10.7986736111111 | -2.4920016025641i | 0.0107986736111111+11.1267871554488i | 5.56074825195558+5.39168602058625i | 5.56074825195558+2.89968441802215i | 0.0191834803010191+4.98770487826498i | 1.49006453340208+2.87427856469059i | 10.4 | 6.2714 | 4.9877 | 3.2376 |  | Peak: 10.4; Vars: 0.51624; RMS: 10.4; RMS: 0.6491
| 35 |  |  |  |  | 10 |  |  |  | 7.4048 |  |  |  | 0 |  |  |  | 0 |  |  |  | 0 |  |  |  |  | 1.416% | [15 empty] | Main Capacitor: Qty(15), 766 kvar, 9.96 kV, 20.47 µF/Can | [13 empty] | 10.6 | 0.0107986736111111+11.4465940277778i | -0.101874279350105i | 10.7986736111111 | -2.44498270440252i | 0.0107986736111111+11.3447197484277i | 5.66521508371643+5.38764953547086i | 5.66521508371643+2.94266683106834i | 0.0191834803010191+5.08362227977008i | 1.5216130017294+2.92790137009729i | 10.6 | 6.3839 | 5.0837 | 3.2997 |  | Peak: 10.6; Vars: 0.51688; RMS: 10.6; RMS: 0.64908
| 37 |  |  |  |  | 10 |  |  |  | 7.0045 |  |  |  | 0 |  |  |  | 0 |  |  |  | 0 |  |  |  |  | 1.424% | [29 empty] | 10.8 | 0.0107986736111111+11.6625675i | -0.0999877186213993i | 10.7986736111111 | -2.39970524691358i | 0.0107986736111111+11.5625797813786i | 5.7674708979387+5.38173198793113i | 5.7674708979387+2.98202674101755i | 0.0191834803010191+5.17953968127517i | 1.55388403261271+2.98063806054625i | 10.8 | 6.4928 | 5.1796 | 3.3614 |  | Peak: 10.8; Vars: 0.51771; RMS: 10.8; RMS: 0.64896
[5 empty] | RMS | 314.8858 |  |  |  | 7234.5017 |  |  |  | 327.1986 |  |  |  | 302.9989 |  |  |  | 84.6231 |  |  |  |  | Vthd: 9.02% | [29 empty] | 11 | 0.0107986736111111+11.8785409722222i | -0.0981697601010102i | 10.7986736111111 | -2.35607424242424i | 0.0107986736111111+11.7803712121212i | 5.86753318167913+5.37405187114555i | 5.86753318167913+3.01797762872131i | 0.0191834803010191+5.27545708278027i | 1.5868343709404+3.03250667015476i | 11 | 6.5982 | 5.2755 | 3.4226 |  | Peak: 11; Vars: 0.51872; RMS: 11; RMS: 0.64877
| * Voltage distortion at filter incoming based on specified harmonic currents in rows 24 and 25 of page 1. | [55 empty] | 11.2 | 0.0107986736111111+12.0945144444444i | -0.096416728670635i | 10.7986736111111 | -2.31400148809524i | 0.0107986736111111+11.9980977157738i | 5.96542278492856+5.36472217791277i | 5.96542278492856+3.05072068981753i | 0.0191834803010191+5.37137448428536i | 1.6204244848418+3.08352348067206i | 11.2 | 6.7002 | 5.3714 | 3.4834 |  | Peak: 11.2; Vars: 0.51989; RMS: 11.2; RMS: 0.6485
[57 empty] | 11.4 | 0.0107986736111111+12.3104879166667i | -0.0947252071150098i | 10.7986736111111 | -2.27340497076024i | 0.0107986736111111+12.2157627095517i | 6.06116352555956+5.3538505409742i | 6.06116352555956+3.08044557021396i | 0.0191834803010191+5.46729188579046i | 1.65461804135838+3.13370325785525i | 11.4 | 6.799 | 5.4673 | 3.5437 |  | Peak: 11.4; Vars: 0.52121; RMS: 11.4; RMS: 0.64816
[57 empty] | 11.6 | 0.0107986736111111+12.5264613888889i | -0.093092013888889i | 10.7986736111111 | -2.23420833333334i | 0.0107986736111111+12.433369375i | 6.15478182385339+5.34153938394482i | 6.15478182385339+3.10733105061148i | 0.0191834803010191+5.56320928729555i | 1.68938147062063+3.18305945570906i | 11.6 | 6.8947 | 5.5632 | 3.6036 |  | Peak: 11.6; Vars: 0.52266; RMS: 11.6; RMS: 0.64775
[57 empty] | 11.8 | 0.0107986736111111+12.7424348611111i | -0.0915141831450095i | 10.7986736111111 | -2.19634039548023i | 0.0107986736111111+12.6509206779661i | 6.2463063653111+5.32788608052448i | 6.2463063653111+3.13154568504425i | 0.0191834803010191+5.65912668880065i | 1.72468360186561+3.2316043932231i | 11.8 | 6.9873 | 5.6592 | 3.663 |  | Peak: 11.8; Vars: 0.52424; RMS: 11.8; RMS: 0.64727
[57 empty] | 12 | 0.0107986736111111+12.9584083333333i | -0.0899889467592594i | 10.7986736111111 | -2.15973472222222i | 0.0107986736111111+12.868419386574i | 6.33576779038396+5.31298311991323i | 6.33576779038396+3.15324839769101i | 0.0191834803010191+5.75504409030575i | 1.76049535809082+3.27934940754316i | 12 | 7.0771 | 5.7551 | 3.722 |  | Peak: 12; Vars: 0.52593; RMS: 12; RMS: 0.64674
[57 empty] | 12.2 | 0.0107986736111111+13.1743818055555i | -0.0885137181238617i | 10.7986736111111 | -2.12432923497268i | 0.0107986736111111+13.0858680874316i | 6.42319840971906+5.29691827659064i | 6.42319840971906+3.17258904161796i | 0.0191834803010191+5.85096149181084i | 1.79678949881719+3.32630498691719i | 12.2 | 7.164 | 5.851 | 3.7806 |  | Peak: 12.2; Vars: 0.52772; RMS: 12.2; RMS: 0.64614
[57 empty] | 12.4 | 0.0107986736111111+13.3903552777778i | -0.0870860775089607i | 10.7986736111111 | -2.09006586021506i | 0.0107986736111111+13.3032692002688i | 6.50863194349438+5.27977478283921i | 6.50863194349438+3.18970892262415i | 0.0191834803010191+5.94687889331594i | 1.83354040251866+3.37248088625123i | 12.4 | 7.2482 | 5.9469 | 3.8387 |  | Peak: 12.4; Vars: 0.5296; RMS: 12.4; RMS: 0.64549
[57 empty] | 12.6 | 0.0107986736111111+13.60632875i | -0.0857037588183423i | 10.7986736111111 | -2.05689021164021i | 0.0107986736111111+13.5206249911817i | 6.59210328342024+5.26163150259671i | 6.59210328342024+3.2047412909565i | 0.0191834803010191+6.04279629482103i | 1.87072388190902+3.41788622768349i | 12.6 | 7.3298 | 6.0428 | 3.8964 |  | Peak: 12.6; Vars: 0.53158; RMS: 12.6; RMS: 0.64479
[57 empty] | 12.8 | 0.0107986736111111+13.8223022222222i | -0.0843646375868057i | 10.7986736111111 | -2.02475130208334i | 0.0107986736111111+13.7379375846354i | 6.67364827599777+5.24256310540911i | 6.67364827599777+3.21781180332577i | 0.0191834803010191+6.13871369632613i | 1.9083170265655+3.46252958822438i | 12.8 | 7.4089 | 6.1387 | 3.9536 |  | Peak: 12.8; Vars: 0.53363; RMS: 12.8; RMS: 0.64404
[57 empty] | 13 | 0.0107986736111111+14.0382756944444i | -0.0830667200854702i | 10.7986736111111 | -1.99360128205128i | 0.0107986736111111+13.9552089743589i | 6.75330352565405+5.2226402394281i | 6.75330352565405+3.22903895737682i | 0.0191834803010191+6.23463109783122i | 1.94629806838951+3.50641907620613i | 13 | 7.4856 | 6.2347 | 4.0104 |  | Peak: 13; Vars: 0.53575; RMS: 13; RMS: 0.64324
[57 empty] | 13.2 | 0.0107986736111111+14.2542491666667i | -0.0818081334175085i | 10.7986736111111 | -1.9633952020202i | 0.0107986736111111+14.1724410332492i | 6.83110621641178+5.20192970255282i | 6.83110621641178+3.23853450053262i | 0.0191834803010191+6.33054849933632i | 1.98464626622018+3.54956239803039i | 13.2 | 7.5599 | 6.3306 | 4.0667 |  | Peak: 13.2; Vars: 0.53793; RMS: 13.2; RMS: 0.64239
[57 empty] | 13.4 | 0.0107986736111111+14.4702226388889i | -0.0805871165008293i | 10.7986736111111 | -1.9340907960199i | 0.0107986736111111+14.3896355223881i | 6.90709395079595+5.18049461095526i | 6.90709395079595+3.24640381493536i | 0.0191834803010191+6.42646590084142i | 2.02334180656977+3.59196691648505i | 13.4 | 7.632 | 6.4265 | 4.1226 |  | Peak: 13.4; Vars: 0.54018; RMS: 13.4; RMS: 0.64151
[57 empty] | 13.6 | 0.0107986736111111+14.6861961111111i | -0.0794020118464053i | 10.7986736111111 | -1.90564828431373i | 0.0107986736111111+14.6067940992647i | 6.98130460473381+5.15839456435599i | 6.98130460473381+3.25274628004226i | 0.0191834803010191+6.52238330234651i | 2.06236571797607+3.63363970172075i | 13.6 | 7.7019 | 6.5224 | 4.1781 |  | Peak: 13.6; Vars: 0.54248; RMS: 13.6; RMS: 0.64058
[57 empty] | 13.8 | 0.0107986736111111+14.9021695833333i | -0.0782512580515299i | 10.7986736111111 | -1.87803019323672i | 0.0107986736111111+14.8239183252818i | 7.05377619725714+5.13568580752941i | 7.05377619725714+3.25765561429269i | 0.0191834803010191+6.61830070385161i | 2.10169979689394+3.67458757582208i | 13.8 | 7.7697 | 6.6183 | 4.2332 |  | Peak: 13.8; Vars: 0.54483; RMS: 13.8; RMS: 0.63961
[57 empty] | 14 | 0.0107986736111111+15.1181430555555i | -0.0771333829365081i | 10.7986736111111 | -1.85120119047619i | 0.0107986736111111+15.041009672619i | 7.12454677387641+5.11242138761788i | 7.12454677387641+3.26122019714169i | 0.0191834803010191+6.7142181053567i | 2.14132654339425+3.71481715177878i | 14 | 7.8355 | 6.7142 | 4.2878 |  | Peak: 14; Vars: 0.54723; RMS: 14; RMS: 0.63861
[57 empty] | 14.2 | 0.0107986736111111+15.3341165277778i | -0.076046997261346i | 10.7986736111111 | -1.8251279342723i | 0.0107986736111111+15.2580695305165i | 7.19365430255528+5.08865130692299i | 7.19365430255528+3.26352337265069i | 0.0191834803010191+6.8101355068618i | 2.18122910522301+3.75433486755162i | 14.2 | 7.8993 | 6.8102 | 4.342 |  | Peak: 14.2; Vars: 0.54967; RMS: 14.2; RMS: 0.63757
[57 empty] | 14.4 | 0.0107986736111111+15.55009i | -0.0749907889660495i | 10.7986736111111 | -1.79977893518519i | 0.0107986736111111+15.475099211034i | 7.26113658127407+5.06442267092055i | 7.26113658127407+3.26464373573536i | 0.0191834803010191+6.90605290836689i | 2.22139122900496+3.79314701583295i | 14.4 | 7.9613 | 6.9061 | 4.3957 |  | Peak: 14.4; Vars: 0.55214; RMS: 14.4; RMS: 0.6365
[42 empty] | 3-Phase Short Circuit Current Level at Filter Bank: | 15 |  |  |  | kA | X/R Ratio: | 25 | [7 empty] | 14.6 | 0.0107986736111111+15.7660634722222i | -0.0739635178843228i | 10.7986736111111 | -1.77512442922375i | 0.0107986736111111+15.6920999543379i | 7.32703115623204+5.03977983131346i | 7.32703115623204+3.26465540208971i | 0.0191834803010191+7.00197030987199i | 2.26179721756905+3.83125977002277i | 14.6 | 8.0214 | 7.002 | 4.4491 |  | Peak: 14.6; Vars: 0.55465; RMS: 14.6; RMS: 0.6354
[57 empty] | 14.8 | 0.0107986736111111+15.9820369444444i | -0.072964010885886i | 10.7986736111111 | -1.75113626126126i | 0.0107986736111111+15.9090729335585i | 7.39137524979605+5.01476452399717i | 7.39137524979605+3.26362826273591i | 0.0191834803010191+7.09788771137708i | 2.30243189253062+3.8686792068718i | 14.8 | 8.0798 | 7.0979 | 4.502 |  | Peak: 14.8; Vars: 0.55719; RMS: 14.8; RMS: 0.63427
|  | Info@VarStec.com | [29 empty] | 3 ¦ P a g e |  | Info@VarStec.com | [18 empty] | 4 ¦ P a g e |  |  |  | 15 | 0.0107986736111111+16.1980104166666i | -0.0719911574074075i | 10.7986736111111 | -1.72778777777778i | 0.0107986736111111+16.1260192592592i | 7.45420569736237+4.98941600186293i | 7.45420569736237+3.26162822408515i | 0.0191834803010191+7.19380511288218i | 2.34328056139797+3.90541132618555i | 15 | 8.1365 | 7.1938 | 4.5545 |  | Peak: 15; Vars: 0.55975; RMS: 15; RMS: 0.63311
[57 empty] | 15.2 | 0.0107986736111111+16.4139838888889i | -0.0710439053362574i | 10.7986736111111 | -1.70505372807018i | 0.0107986736111111+16.3429399835526i | 7.51555889235411+4.96377116240903i | 7.51555889235411+3.25871743433885i | 0.0191834803010191+7.28972251438727i | 2.38432898857993+3.9414620679324i | 15.2 | 8.1916 | 7.2897 | 4.6065 |  | Peak: 15.2; Vars: 0.56235; RMS: 15.2; RMS: 0.63192
[57 empty] | 15.4 | 0.0107986736111111+16.6299573611111i | -0.0701212572150073i | 10.7986736111111 | -1.68291017316018i | 0.0107986736111111+16.5598361038961i | 7.57547073863062+4.93786467016748i | 7.57547073863062+3.2549544970073i | 0.0191834803010191+7.38563991589237i | 2.42556336976393+3.97683732705653i | 15.4 | 8.2451 | 7.3857 | 4.6582 |  | Peak: 15.4; Vars: 0.56496; RMS: 15.4; RMS: 0.6307
[57 empty] | 15.6 | 0.0107986736111111+16.8459308333333i | -0.0692222667378919i | 10.7986736111111 | -1.6613344017094i | 0.0107986736111111+16.7767085665954i | 7.63397660963691+4.91172907398551i | 7.63397660963691+3.25039467227611i | 0.0191834803010191+7.48155731739747i | 2.46697030921038+4.01154296625844i | 15.6 | 8.2971 | 7.4816 | 4.7094 |  | Peak: 15.6; Vars: 0.56759; RMS: 15.6; RMS: 0.62947
[57 empty] | 15.8 | 0.0107986736111111+17.0619043055555i | -0.0683460355133616i | 10.7986736111111 | -1.64030485232068i | 0.0107986736111111+16.9935582700421i | 7.69111131367135+4.88539491922894i | 7.69111131367135+3.24509006690826i | 0.0191834803010191+7.57747471890256i | 2.50853679957456+4.04558482697482i | 15.8 | 8.3477 | 7.5775 | 4.7602 |  | Peak: 15.8; Vars: 0.57024; RMS: 15.8; RMS: 0.6282
[57 empty] | 16 | 0.0107986736111111+17.2778777777778i | -0.0674917100694446i | 10.7986736111111 | -1.61980104166667i | 0.0107986736111111+17.2103860677084i | 7.74690906469525+4.85889085499532i | 7.74690906469525+3.23908981332865i | 0.0191834803010191+7.67339212040766i | 2.55025020392215+4.07896873876126i | 16 | 8.3968 | 7.6734 | 4.8106 |  | Peak: 16; Vars: 0.57291; RMS: 16; RMS: 0.62692
| Harmonic Filter Design - C-HP ¦ Enter Customer PO # ¦ Stage 1 | [31 empty] | Harmonic Filter Design - C-HP ¦ Enter Customer PO # ¦ Stage 1 | [23 empty] | 16.2 | 0.0107986736111111+17.49385125i | -0.0666584790809329i | 10.7986736111111 | -1.59980349794239i | 0.0107986736111111+17.4271927709191i | 7.80140345815323+4.83224373644446i | 7.80140345815323+3.23244023850207i | 0.0191834803010191+7.76930952191275i | 2.59209823965068+4.11170052725732i | 16.2 | 8.4446 | 7.7693 | 4.8606 |  | Peak: 16.2; Vars: 0.57559; RMS: 16.2; RMS: 0.62561
[57 empty] | 16.4 | 0.0107986736111111+17.7098247222222i | -0.0658455707994581i | 10.7986736111111 | -1.58029369918699i | 0.0107986736111111+17.6439791514227i | 7.85462745131585+4.8054787223675i | 7.85462745131585+3.22518502318051i | 0.0191834803010191+7.86522692341785i | 2.63406896406917+4.14378602089305i | 16.4 | 8.491 | 7.8653 | 4.9101 |  | Peak: 16.4; Vars: 0.57827; RMS: 16.4; RMS: 0.62428
| 🧮 VENDOR SPECIFICATIONS | [31 empty] | 🧮 3-PHASE LOSS ESTIMATES | [23 empty] | 16.6 | 0.0107986736111111+17.9257981944444i | -0.0650522506693442i | 10.7986736111111 | -1.56125401606426i | 0.0107986736111111+17.8607459437751i | 7.90661334769212+4.77861936812777i | 7.90661334769212+3.21736535206351i | 0.0191834803010191+7.96114432492294i | 2.67615076142149+4.17523105647736i | 16.6 | 8.5362 | 7.9612 | 4.9593 |  | Peak: 16.6; Vars: 0.58097; RMS: 16.6; RMS: 0.62293
|  | Reactor Specification | [54 empty] | 16.8 | 0.0107986736111111+18.1417716666666i | -0.0642778191137567i | 10.7986736111111 | -1.54266765873016i | 0.0107986736111111+18.0774938475528i | 7.95739278509967+4.75168771411598i | 7.95739278509967+3.20902005538582i | 0.0191834803010191+8.05706172642804i | 2.71833233116783+4.20604148379295i | 16.8 | 8.5801 | 8.0571 | 5.008 |  | Peak: 16.8; Vars: 0.58368; RMS: 16.8; RMS: 0.62157
[33 empty] | 60 Hertz Losses | [23 empty] | 17 | 0.0107986736111111+18.3577451388889i | -0.0635216094771243i | 10.7986736111111 | -1.52451862745098i | 0.0107986736111111+18.2942235294118i | 8.00699672701265+4.72470436986753i | 8.00699672701265+3.20018574241655i | 0.0191834803010191+8.15297912793313i | 2.76060267736375+4.23622316930917i | 17 | 8.6228 | 8.153 | 5.0563 |  | Peak: 17; Vars: 0.58639; RMS: 17; RMS: 0.62018
|  |  |  | Filter Type: | C-High-Pass | [11 empty] | Return Quote to: | VarStec Power Solutions | [15 empty] | Main Capacitor Losses: | [6 empty] | 1148.3077 |  |  | Watts, 3-Phase or 3918 BTUs/Hour | [12 empty] | 17.2 | 0.0107986736111111+18.5737186111111i | -0.0627829861111112i | 10.7986736111111 | -1.50679166666667i | 0.0107986736111111+18.510935625i | 8.0554554568393+4.69768859399614i | 8.0554554568393+3.19089692732947i | 0.0191834803010191+8.24889652943823i | 2.80295109899646+4.26578199911107i | 17.2 | 8.6644 | 8.2489 | 5.1043 |  | Peak: 17.2; Vars: 0.58911; RMS: 17.2; RMS: 0.61878
|  |  |  | Stage/Branch: | Stage 1 | [28 empty] | Main Capacitor Fuse Losses: | [6 empty] | 3033.5537 |  |  | Watts, 3-Phase or 10351 BTUs/Hour | [12 empty] | 17.4 | 0.0107986736111111+18.7896920833333i | -0.0620613425925927i | 10.7986736111111 | -1.48947222222223i | 0.0107986736111111+18.7276307407407i | 8.10279857481214+4.67065837009874i | 8.10279857481214+3.18118614787651i | 0.0191834803010191+8.34481393094332i | 2.84536718115748+4.29472388113314i | 17.4 | 8.7049 | 8.3448 | 5.1518 |  | Peak: 17.4; Vars: 0.59182; RMS: 17.4; RMS: 0.61736
|  |  |  | Tuning Point: | 5 | [28 empty] | Aux Capacitor Losses : | [6 empty] | 277.8119 |  |  | Watts, 3-Phase or 948 BTUs/Hour | [12 empty] | 17.6 | 0.0107986736111111+19.0056655555555i | -0.0613561000631314i | 10.7986736111111 | -1.47254640151515i | 0.0107986736111111+18.9443094554924i | 8.14905499719978+4.64363047878971i | 8.14905499719978+3.17108407727456i | 0.0191834803010191+8.44073133244842i | 2.88784078694536+4.32305474677622i | 17.6 | 8.7443 | 8.4408 | 5.1989 |  | Peak: 17.6; Vars: 0.59455; RMS: 17.6; RMS: 0.61593
[34 empty] | Aux Capacitor Fuse Losses: | [6 empty] | 3066.703 |  |  | Watts, 3-Phase or 10464 BTUs/Hour | [12 empty] | 17.8 | 0.0107986736111111+19.2216390277777i | -0.0606667056803996i | 10.7986736111111 | -1.45600093632959i | 0.0107986736111111+19.1609723220973i | 8.1942529575759+4.61662056602135i | 8.1942529575759+3.16061962969176i | 0.0191834803010191+8.53664873395352i | 2.93036205000638+4.35078055197819i | 17.8 | 8.7827 | 8.5367 | 5.2456 |  | Peak: 17.8; Vars: 0.59727; RMS: 17.8; RMS: 0.61448
|  | Current Spectrum | [6 empty] | Tuning Reactor Details | [24 empty] | High-Pass Resistor Losses, 60 Hertz: | [6 empty] | 2.5009 |  |  | Watts, 3-Phase or 9 BTUs/Hour | [12 empty] | 18 | 0.0107986736111111+19.4376125i | -0.0599926311728396i | 10.7986736111111 | -1.43982314814815i | 0.0107986736111111+19.3776198688272i | 8.23842000990415+4.58964320784682i | 8.23842000990415+3.14982005969867i | 0.0191834803010191+8.63256613545861i | 2.97292136763285+4.37790727780106i | 18 | 8.82 | 8.6326 | 5.2919 |  | Peak: 18; Vars: 0.59999; RMS: 18; RMS: 0.61302
|  | Harm # |  |  | Amps | [10 empty] | Quantity: | 3 | [16 empty] | Iron-Core Reactor Losses, 60 Hertz: | [6 empty] | 2500.9263 |  |  | Watts, 3-Phase or 8534 BTUs/Hour | [12 empty] | 18.2 | 0.0107986736111111+19.6535859722222i | -0.0593333714896216i | 10.7986736111111 | -1.42400091575092i | 0.0107986736111111+19.5942526007326i | 8.28158303321954+4.56271197178046i | 8.28158303321954+3.13871105602954i | 0.0191834803010191+8.72848353696371i | 3.01550939434857+4.40444093059169i | 18.2 | 8.8564 | 8.7285 | 5.3378 |  | Peak: 18.2; Vars: 0.60271; RMS: 18.2; RMS: 0.61154
|  | 1 |  |  | 416.7694 | [10 empty] | Number of Phases: | 1 | [16 empty] | Total 60 Hz Losses: | [6 empty] | 10029.8036 |  |  | Watts, 3-Phase or 34223 BTUs/Hour | [12 empty] | 18.4 | 0.0107986736111111+19.8695594444444i | -0.0586884435386475i | 10.7986736111111 | -1.40852264492754i | 0.0107986736111111+19.8108710009058i | 8.32376823770734+4.53583947490651i | 8.32376823770734+3.12731682997897i | 0.0191834803010191+8.8244009384688i | 3.0581170359203+4.4303875417664i | 18.4 | 8.8919 | 8.8244 | 5.3833 |  | Peak: 18.4; Vars: 0.60542; RMS: 18.4; RMS: 0.61005
|  | 2 |  |  | 0 | [10 empty] | System Voltage: | 12.47 |  | kV | [37 empty] | 18.6 | 0.0107986736111111+20.0855329166666i | -0.0580573850059738i | 10.7986736111111 | -1.39337724014337i | 0.0107986736111111+20.0274755316606i | 8.36500117199826+4.50903743888568i | 8.36500117199826+3.11566019874231i | 0.0191834803010191+8.9203183399739i | 3.10073544374126+4.45575316726535i | 18.6 | 8.9264 | 8.9203 | 5.4285 |  | Peak: 18.6; Vars: 0.60814; RMS: 18.6; RMS: 0.60855
|  | 3 |  |  | 0 | [10 empty] | BIL Rating: | 95 |  | kV | [13 empty] | Harmonic Losses Based on Specified Harmonics | [23 empty] | 18.8 | 0.0107986736111111+20.3015063888889i | -0.0574397532505911i | 10.7986736111111 | -1.37855407801419i | 0.0107986736111111+20.2440666356383i | 8.40530673151685+4.48231674200374i | 8.40530673151685+3.10376266398955i | 0.0191834803010191+9.01623574147899i | 3.14335600954005+4.48054388671782i | 18.8 | 8.9601 | 9.0163 | 5.4732 |  | Peak: 18.8; Vars: 0.61085; RMS: 18.8; RMS: 0.60704
|  | 4 |  |  | 0 | [10 empty] | 60 Second Withstand Voltage: | 35 |  | kV | [14 empty] | High-Pass Resistor Losses: | [6 empty] | 231987.907 |  |  | Watts, 3-Phase or 791575 BTUs/Hour | [12 empty] | 19 | 0.0107986736111111+20.5174798611111i | -0.056835124269006i | 10.7986736111111 | -1.36404298245614i | 0.0107986736111111+20.4606447368421i | 8.44470916773426+4.45568746840351i | 8.44470916773426+3.09164448594737i | 0.0191834803010191+9.11215314298409i | 3.18597036037378+4.50476580235516i | 19 | 8.9929 | 9.1122 | 5.5175 |  | Peak: 19; Vars: 0.61355; RMS: 19; RMS: 0.60551
|  | 5 |  |  | 135.1186 | [10 empty] | Fundamental Frequency: | 60 |  | Hz | [14 empty] | Iron-Core Reactor Losses: | [6 empty] | 473.2987 |  |  | Watts, 3-Phase or 1615 BTUs/Hour | [12 empty] | 19.2 | 0.0107986736111111+20.7334533333333i | -0.0562430917245372i | 10.7986736111111 | -1.34983420138889i | 0.0107986736111111+20.6772102416088i | 8.48323209819237+4.4291589546362i | 8.48323209819237+3.07932475324731i | 0.0191834803010191+9.20807054448919i | 3.2285703538697+4.52842503770527i | 19.2 | 9.0248 | 9.2081 | 5.5615 |  | Peak: 19.2; Vars: 0.61624; RMS: 19.2; RMS: 0.60398
|  | 7 |  |  | 98.9002 | [10 empty] | Inductance: | 2.8645 |  | mH | [14 empty] | Total Harmonic Losses: | [6 empty] | 232461.2057 |  |  | Watts, 3-Phase or 793190 BTUs/Hour | [12 empty] | 19.4 | 0.0107986736111111+20.9494268055555i | -0.0556632660366553i | 10.7986736111111 | -1.33591838487973i | 0.0107986736111111+20.8937635395188i | 8.52089851717817+4.40273983366461i | 8.52089851717817+3.06682144878488i | 0.0191834803010191+9.30398794599428i | 3.27114807368374+4.55152773609768i | 19.4 | 9.056 | 9.304 | 5.6051 |  | Peak: 19.4; Vars: 0.61893; RMS: 19.4; RMS: 0.60244
|  | 11 |  |  | 60.7875 | [10 empty] | Reactance at 60Hz: | 1.0799 |  | Ohms | [37 empty] | 19.6 | 0.0107986736111111+21.1654002777777i | -0.0550952735260772i | 10.7986736111111 | -1.32228656462585i | 0.0107986736111111+21.1103050042516i | 8.55773080694001+4.3764380764449i | 8.55773080694001+3.05415151181905i | 0.0191834803010191+9.39990534749938i | 3.31369582514899+4.57408005900769i | 19.6 | 9.0864 | 9.3999 | 5.6483 |  | Peak: 19.6; Vars: 0.62162; RMS: 19.6; RMS: 0.60088
|  | 13 |  |  | 27.5289 | [10 empty] | Taps: | None | [16 empty] | Total Losses - All: | [6 empty] | 242491.0094 |  |  | Watts, 3-Phase or 827414 BTUs/Hour | [12 empty] | 19.8 | 0.0107986736111111+21.38137375i | -0.0545387556116724i | 10.7986736111111 | -1.30893013468014i | 0.0107986736111111+21.3268349943883i | 8.59375074934827+4.35026103120992i | 8.59375074934827+3.04133089652978i | 0.0191834803010191+9.49582274900447i | 3.35620613108964+4.59608818426272i | 19.8 | 9.116 | 9.4958 | 5.6911 |  | Peak: 19.8; Vars: 0.62429; RMS: 19.8; RMS: 0.59932
|  | 17 |  |  | 15.2458 | [10 empty] | Insulation Type: | Nomex | [39 empty] | 20 | 0.0107986736111111+21.5973472222222i | -0.0539933680555557i | 10.7986736111111 | -1.29584083333334i | 0.0107986736111111+21.5433538541666i | 8.6289795379123+4.32421546057098i | 8.6289795379123+3.02837462723764i | 0.0191834803010191+9.59174015050957i | 3.39867172778008+4.61755830413403i | 20 | 9.145 | 9.5918 | 5.7335 |  | Peak: 20; Vars: 0.62696; RMS: 20; RMS: 0.59775
|  | 19 |  |  | 6.9999 | [10 empty] | Ambient: | 60C | [39 empty] | 20.2 | 0.0107986736111111+21.8133206944444i | -0.0534587802530254i | 10.7986736111111 | -1.28301072607261i | 0.0107986736111111+21.7598619141914i | 8.66343779007653+4.29830757655171i | 8.66343779007653+3.0152968504791i | 0.0191834803010191+9.68765755201466i | 3.44108556103069+4.63849662333287i | 20.2 | 9.1732 | 9.6877 | 5.7755 |  | Peak: 20.2; Vars: 0.62961; RMS: 20.2; RMS: 0.59617
|  | 23 |  |  | 5.9895 | [10 empty] | Temperature Rise: | 115C Rise over Ambient | [15 empty] | 🧮 HARMONIC FILTER DESIGN METHODOLOGY | [23 empty] | 20.4 | 0.0107986736111111+22.0292941666666i | -0.0529346745642703i | 10.7986736111111 | -1.27043218954249i | 0.0107986736111111+21.9763594921023i | 8.69714555972388+4.27254307366122i | 8.69714555972388+3.00211088411873i | 0.0191834803010191+9.78357495351976i | 3.48344078238454+4.65890935692977i | 20.4 | 9.2007 | 9.7836 | 5.8172 |  | Peak: 20.4; Vars: 0.63226; RMS: 20.4; RMS: 0.59459
|  | 25 |  |  | 5.5778 | [10 empty] | Winding Type: | CU/AL - Based On Price | [39 empty] | 20.6 | 0.0107986736111111+22.2452676388889i | -0.0524207456850055i | 10.7986736111111 | -1.25809789644013i | 0.0107986736111111+22.1928468932039i | 8.7301223498259+4.24692716011032i | 8.7301223498259+2.98882926367019i | 0.0191834803010191+9.87949235502485i | 3.52573074541143+4.67880272821255i | 20.6 | 9.2276 | 9.8795 | 5.8585 |  | Peak: 20.6; Vars: 0.63489; RMS: 20.6; RMS: 0.59299
|  | 29 |  |  | 0 | [10 empty] | Tack Winding to Core: | Yes | [39 empty] | 20.8 | 0.0107986736111111+22.4612411111111i | -0.0519167000534189i | 10.7986736111111 | -1.24600080128205i | 0.0107986736111111+22.4093244110577i | 8.76238712518266+4.22146458726929i | 8.76238712518266+2.97546378598724i | 0.0191834803010191+9.97540975652995i | 3.56794900208709+4.69818296649813i | 20.8 | 9.2538 | 9.9754 | 5.8994 |  | Peak: 20.8; Vars: 0.63751; RMS: 20.8; RMS: 0.5914
|  | 31 |  |  | 0 | [10 empty] | Enclosure: | None/Open Construction | [39 empty] | 21 | 0.0107986736111111+22.6772145833333i | -0.0514222552910054i | 10.7986736111111 | -1.23413412698413i | 0.0107986736111111+22.6257923280423i | 8.79395832520411+4.19615967746096i | 8.79395832520411+2.96202555047683i | 0.0191834803010191+10.071327158035i | 3.61008929924771+4.71705630491128i | 21 | 9.2794 | 10.0713 | 5.94 |  | Peak: 21; Vars: 0.64013; RMS: 21; RMS: 0.58979
|  | 35 |  |  | 4.1236 | [51 empty] | 21.2 | 0.0107986736111111+22.8931880555555i | -0.0509371396750525i | 10.7986736111111 | -1.22249135220126i | 0.0107986736111111+22.8422509158804i | 8.82485387668902+4.17101635017924i | 8.82485387668902+2.94852499797798i | 0.0191834803010191+10.1672445595401i | 3.65214557511058+4.73542897814175i | 21.2 | 9.3044 | 10.1673 | 5.9802 |  | Peak: 21.2; Vars: 0.64273; RMS: 21.2; RMS: 0.58818
|  | 37 |  |  | 3.916 | [51 empty] | 21.4 | 0.0107986736111111+23.1091615277777i | -0.0504610916407062i | 10.7986736111111 | -1.21106619937695i | 0.0107986736111111+23.058700436137i | 8.85509120656274+4.14603814681778i | 8.85509120656274+2.93497194744083i | 0.0191834803010191+10.2631619610452i | 3.69411195585327+4.75330722019099i | 21.4 | 9.3288 | 10.2632 | 6.02 |  | Peak: 21.4; Vars: 0.64531; RMS: 21.4; RMS: 0.58656
|  | RMS: |  |  | 454.4984 | [51 empty] | 21.6 | 0.0107986736111111+23.325135i | -0.0499938593106997i | 10.7986736111111 | -1.19985262345679i | 0.0107986736111111+23.2751411406893i | 8.88468725454094+4.1212282539905i | 8.88468725454094+2.92137563053371i | 0.0191834803010191+10.3590793625503i | 3.73598275224517+4.77069726211753i | 21.6 | 9.3527 | 10.3591 | 6.0595 |  | Peak: 21.6; Vars: 0.64789; RMS: 21.6; RMS: 0.58494
| Main Capacitor Group Specification | [55 empty] | 21.8 | 0.0107986736111111+23.5411084722222i | -0.0495352000509685i | 10.7986736111111 | -1.18884480122324i | 0.0107986736111111+23.4915732721712i | 8.91365848568924+4.09658952552065i | 8.91365848568924+2.90774472429741i | 0.0191834803010191+10.4549967640554i | 3.77775245632547+4.78760532979012i | 21.8 | 9.3759 | 10.455 | 6.0986 |  | Peak: 21.8; Vars: 0.65045; RMS: 21.8; RMS: 0.58332
| A quantity of 15, 766 kvar, 95 kV BIL, 60 Hertz, all-film, low-loss, double-bushing capacitors designed, manufactured, and tested to applicable IEEE/ANSI and IEC standards, supplied by Cooper, GE, or Hitachi (no others), are required for the main capacitor group. The capacitors shall be connected unground-wye and shall have applicable over-voltage and blown-fuse protection. | [55 empty] | 22 | 0.0107986736111111+23.7570819444444i | -0.0490848800505052i | 10.7986736111111 | -1.17803712121212i | 0.0107986736111111+23.7079970643939i | 8.9420209028534+4.0721245031717i | 8.9420209028534+2.89408738195958i | 0.0191834803010191+10.5509141655605i | 3.81941573812336+4.80403764165572i | 22 | 9.3987 | 10.5509 | 6.1373 |  | Peak: 22; Vars: 0.653; RMS: 22; RMS: 0.58169
[57 empty] | 22.2 | 0.0107986736111111+23.9730554166666i | -0.048642673923924i | 10.7986736111111 | -1.16742417417418i | 0.0107986736111111+23.9244127427427i | 8.96979005893771+4.04783543618979i | 8.96979005893771+2.88041126201561i | 0.0191834803010191+10.6468315670656i | 3.86096744241593+4.82000040652977i | 22.2 | 9.4209 | 10.6468 | 6.1757 |  | Peak: 22.2; Vars: 0.65553; RMS: 22.2; RMS: 0.58005
[57 empty] | 22.4 | 0.0107986736111111+24.1890288888888i | -0.0482083643353176i | 10.7986736111111 | -1.15700074404762i | 0.0107986736111111+24.1408205245535i | 8.99698106901277+4.02372429972329i | 8.99698106901277+2.86672355567567i | 0.0191834803010191+10.7427489685707i | 3.90240258552122+4.83549982141406i | 22.4 | 9.4427 | 10.7428 | 6.2138 |  | Peak: 22.4; Vars: 0.65805; RMS: 22.4; RMS: 0.57841
[57 empty] | 22.6 | 0.0107986736111111+24.4050023611111i | -0.0477817416420847i | 10.7986736111111 | -1.14676179941003i | 0.0107986736111111+24.357220619469i | 9.0236086222365+3.99979281218213i | 9.0236086222365+2.8530310127721i | 0.0191834803010191+10.8386663700758i | 3.94371635212322+4.85054206934871i | 22.6 | 9.4639 | 10.8387 | 6.2515 |  | Peak: 22.6; Vars: 0.66056; RMS: 22.6; RMS: 0.57677
| Auxiliary Capacitor Group Specification | [55 empty] | 22.8 | 0.0107986736111111+24.6209758333333i | -0.047362603557505i | 10.7986736111111 | -1.13670248538012i | 0.0107986736111111+24.5736132297758i | 9.04968699357417+3.97604245159608i | 9.04968699357417+2.83933996621596i | 0.0191834803010191+10.9345837715809i | 3.9849040921268+4.86513331730164i | 22.8 | 9.4847 | 10.9346 | 6.2888 |  | Peak: 22.8; Vars: 0.66305; RMS: 22.8; RMS: 0.57513
| A quantity of 18, 154 kvar, 95 kV BIL, 60 Hertz, all-film, low-loss, double-bushing capacitors designed, manufactured, and tested to applicable IEEE/ANSI and IEC standards, supplied by Cooper, GE, or Hitachi (no others), are required for the auxiliary capacitor group. The capacitors shall be connected in series with the reactor. | [55 empty] | 23 | 0.0107986736111111+24.8369493055555i | -0.046950754830918i | 10.7986736111111 | -1.12681811594203i | 0.0107986736111111+24.7899985507246i | 9.07523005530666+3.95247447102783i | 9.07523005530666+2.8256563550858i | 0.0191834803010191+11.030501173086i | 4.02596131754104+4.87927971410102i | 23 | 9.505 | 11.0305 | 6.3258 |  | Peak: 23; Vars: 0.66553; RMS: 23; RMS: 0.57348
[57 empty] | 23.2 | 0.0107986736111111+25.0529227777777i | -0.0465460069444446i | 10.7986736111111 | -1.11710416666667i | 0.0107986736111111+25.0063767708333i | 9.10025128831738+3.92908991309422i | 9.10025128831738+2.81198574642755i | 0.0191834803010191+11.1264185745911i | 4.06688369938916+4.89298738841334i | 23.2 | 9.5248 | 11.1264 | 6.3625 |  | Peak: 23.2; Vars: 0.66799; RMS: 23.2; RMS: 0.57183
[57 empty] | 23.4 | 0.0107986736111111+25.26889625i | -0.0461481778252613i | 10.7986736111111 | -1.10755626780627i | 0.0107986736111111+25.2227480721747i | 9.12476379314973+3.90588962364541i | 9.12476379314973+2.79833335583914i | 0.0191834803010191+11.2223359760962i | 4.1076670646448+4.90626244677104i | 23.4 | 9.5442 | 11.2224 | 6.3988 |  | Peak: 23.4; Vars: 0.67044; RMS: 23.4; RMS: 0.57018
[57 empty] | 23.6 | 0.0107986736111111+25.4848697222222i | -0.0457570915725048i | 10.7986736111111 | -1.09817019774012i | 0.0107986736111111+25.4391126306497i | 9.14878030083014+3.88287426464977i | 9.14878030083014+2.78470406690965i | 0.0191834803010191+11.3182533776013i | 4.14830739319275+4.9191109716517i | 23.6 | 9.5632 | 11.3183 | 6.4348 |  | Peak: 23.6; Vars: 0.67287; RMS: 23.6; RMS: 0.56853
| High-Pass Resistor specification | [55 empty] | 23.8 | 0.0107986736111111+25.7008431944444i | -0.045372578197946i | 10.7986736111111 | -1.0889418767507i | 0.0107986736111111+25.6554706162465i | 9.17231318345118+3.86004432632922i | 9.17231318345118+2.77110244957852i | 0.0191834803010191+11.4141707791064i | 4.18880081481498+4.93153901961179i | 23.8 | 9.5818 | 11.4142 | 6.4704 |  | Peak: 23.8; Vars: 0.67528; RMS: 23.8; RMS: 0.56687
| A quantity of 3 stainless steel grid resistors shall be provided. Each resistor shall have an ohmic value per phase of 10.8 ohms, a continuous power rating of 77.33 kW, and an RMS current rating of 84.62 amps. The resistor element shall be divided into 2 series groups to ensure adequate withstand voltage during switching transients, with the overall BIL rating coordinated to 95 kV. | [55 empty] | 24 | 0.0107986736111111+25.9168166666666i | -0.0449944733796297i | 10.7986736111111 | -1.07986736111111i | 0.0107986736111111+25.871822193287i | 9.19537446451241+3.83740013858747i | 9.19537446451241+2.75753277747636i | 0.0191834803010191+11.5100881806115i | 4.22914360620092+4.9435526194766i | 24 | 9.5999 | 11.5101 | 6.5057 |  | Peak: 24; Vars: 0.67768; RMS: 24; RMS: 0.56522
[57 empty] | 24.2 | 0.0107986736111111+26.1327901388888i | -0.044622618227732i | 10.7986736111111 | -1.07094283746557i | 0.0107986736111111+26.0881675206611i | 9.21797582901616+3.81494188177108i | 9.21797582901616+2.74399904430551i | 0.0191834803010191+11.6060055821166i | 4.26933218798175+4.95515777058766i | 24.2 | 9.6177 | 11.606 | 6.5407 |  | Peak: 24.2; Vars: 0.68007; RMS: 24.2; RMS: 0.56356
[57 empty] | 24.4 | 0.0107986736111111+26.3487636111111i | -0.0442568590619309i | 10.7986736111111 | -1.06216461748634i | 0.0107986736111111+26.3045067520492i | 9.24012863331784+3.79266959680154i | 9.24012863331784+2.7305049793152i | 0.0191834803010191+11.7019229836217i | 4.30936312178943+4.96636044110955i | 24.4 | 9.6351 | 11.7019 | 6.5754 |  | Peak: 24.4; Vars: 0.68244; RMS: 24.4; RMS: 0.5619
[57 empty] | 24.6 | 0.0107986736111111+26.5647370833333i | -0.0438970471996388i | 10.7986736111111 | -1.05352913279133i | 0.0107986736111111+26.5208400361337i | 9.26184391473018+3.77058319471383i | 9.26184391473018+2.7170540619225i | 0.0191834803010191+11.7978403851268i | 4.34923310734019+4.97716656639689i | 24.6 | 9.6522 | 11.7979 | 6.6097 |  | Peak: 24.6; Vars: 0.68479; RMS: 24.6; RMS: 0.56025
|  | Info@VarStec.com | [29 empty] | 5 ¦ P a g e |  | Info@VarStec.com | [18 empty] | 6 ¦ P a g e |  |  |  | 24.8 | 0.0107986736111111+26.7807105555555i | -0.0435430387544804i | 10.7986736111111 | -1.04503293010753i | 0.0107986736111111+26.737167516801i | 9.28313240088212+3.74868246563519i | 9.28313240088212+2.70364953552766i | 0.0191834803010191+11.8937577866319i | 4.38893897954312+4.98758204742199i | 24.8 | 9.6688 | 11.8938 | 6.6437 |  | Peak: 24.8; Vars: 0.68713; RMS: 24.8; RMS: 0.55859
[57 empty] | 25 | 0.0107986736111111+26.9966840277777i | -0.0431946944444446i | 10.7986736111111 | -1.03667266666667i | 0.0107986736111111+26.9534893333333i | 9.30400451883406+3.72696708723629i | 9.30400451883406+2.69029442056962i | 0.0191834803010191+11.989675188137i | 4.42847770563368+4.99761274926402i | 25 | 9.6852 | 11.9897 | 6.6774 |  | Peak: 25; Vars: 0.68945; RMS: 25; RMS: 0.55693
[57 empty] | 25.2 | 0.0107986736111111+27.2126574999999i | -0.0428518794091712i | 10.7986736111111 | -1.02844510582011i | 0.0107986736111111+27.1698056205907i | 9.32447040395072+3.70543663268466i | 9.32447040395072+2.67699152686455i | 0.0191834803010191+12.0855925896421i | 4.46784638233321+5.00726449965976i | 25.2 | 9.7011 | 12.0856 | 6.7108 |  | Peak: 25.2; Vars: 0.69175; RMS: 25.2; RMS: 0.55527
[57 empty] | 25.4 | 0.0107986736111111+27.4286309722222i | -0.0425144630358706i | 10.7986736111111 | -1.02034711286089i | 0.0107986736111111+27.3861165091863i | 9.34453990853481+3.68409057812871i | 9.34453990853481+2.66374346526782i | 0.0191834803010191+12.1815099911471i | 4.50704223303467+5.01654308761648i | 25.4 | 9.7168 | 12.1815 | 6.7438 |  | Peak: 25.4; Vars: 0.69404; RMS: 25.4; RMS: 0.55361
[57 empty] | 25.6 | 0.0107986736111111+27.6446044444444i | -0.0421823187934029i | 10.7986736111111 | -1.01237565104167i | 0.0107986736111111+27.602422125651i | 9.36422261022386+3.66292830973941i | 9.36422261022386+2.65055265869774i | 0.0191834803010191+12.2774273926522i | 4.54606260501533+5.02545426208615i | 25.6 | 9.7321 | 12.2774 | 6.7766 |  | Peak: 25.6; Vars: 0.69631; RMS: 25.6; RMS: 0.55195
[57 empty] | 25.8 | 0.0107986736111111+27.8605779166666i | -0.0418553240740742i | 10.7986736111111 | -1.00452777777778i | 0.0107986736111111+27.8187225925925i | 9.38352782015367+3.64194913033459i | 9.38352782015367+2.63742135255681i | 0.0191834803010191+12.3733447941573i | 4.58490496667671+5.0340037307016i | 25.8 | 9.7471 | 12.3734 | 6.809 |  | Peak: 25.8; Vars: 0.69856; RMS: 25.8; RMS: 0.5503
| Harmonic Filter Design - C-HP ¦ Enter Customer PO # ¦ Stage 1 | [31 empty] | Harmonic Filter Design - C-HP ¦ Enter Customer PO # ¦ Stage 1 | [23 empty] | 26 | 0.0107986736111111+28.0765513888888i | -0.0415333600427351i | 10.7986736111111 | -0.996800641025644i | 0.0107986736111111+28.0350180288461i | 9.40246459089234+3.62115226561i | 9.40246459089234+2.62435162458436i | 0.0191834803010191+12.4692621956624i | 4.62356690481232+5.04219715857343i | 26 | 9.7618 | 12.4693 | 6.8411 |  | Peak: 26; Vars: 0.7008; RMS: 26; RMS: 0.54864
[57 empty] | 26.2 | 0.0107986736111111+28.2925248611111i | -0.0412163114927906i | 10.7986736111111 | -0.989191475826975i | 0.0107986736111111+28.2513085496183i | 9.42104172414828+3.6005368699995i | 9.42104172414828+2.61134539417252i | 0.0191834803010191+12.5651795971675i | 4.66204612190475+5.0500401671481i | 26.2 | 9.7763 | 12.5652 | 6.873 |  | Peak: 26.2; Vars: 0.70303; RMS: 26.2; RMS: 0.54698
[33 empty] | Nomenclature and Parameter Definitions for Harmonic Filter Design | [23 empty] | 26.4 | 0.0107986736111111+28.5084983333333i | -0.0409040667087543i | 10.7986736111111 | -0.981697601010104i | 0.0107986736111111+28.4675942666245i | 9.43926777825652+3.58010203218554i | 9.43926777825652+2.59840443117544i | 0.0191834803010191+12.6610969986726i | 4.70034043345102+5.05753833312528i | 26.4 | 9.7904 | 12.6611 | 6.9045 |  | Peak: 26.4; Vars: 0.70523; RMS: 26.4; RMS: 0.54533
[35 empty] | Xeff: |  | Effective reactance of the harmonic filter | [19 empty] | 26.6 | 0.0107986736111111+28.7244718055555i | -0.0405965173350043i | 10.7986736111111 | -0.974316416040103i | 0.0107986736111111+28.6838752882205i | 9.4571510754481+3.5598467802801i | 9.4571510754481+2.58553036424i | 0.0191834803010191+12.7570144001777i | 4.73844776531875+5.06469718743547i | 26.6 | 9.8042 | 12.757 | 6.9357 |  | Peak: 26.6; Vars: 0.70742; RMS: 26.6; RMS: 0.54368
[35 empty] | Qeff: |  | Effective reactive power output of the harmonic filter (considering fundamental current only) | [19 empty] | 26.8 | 0.0107986736111111+28.9404452777777i | -0.0402935582504147i | 10.7986736111111 | -0.967045398009953i | 0.0107986736111111+28.9001517195273i | 9.47469970890617+3.53977008669492i | 9.47469970890617+2.57272468868497i | 0.0191834803010191+12.8529318016828i | 4.77636615113193+5.07152221427525i | 26.8 | 9.8178 | 12.8529 | 6.9666 |  | Peak: 26.8; Vars: 0.70959; RMS: 26.8; RMS: 0.54203
[35 empty] | QMAIN RATED PER PHASE: |  | kvar rating of main capacitor group at their rated voltage (not the application voltage) | [19 empty] | 27 | 0.0107986736111111+29.1564187499999i | -0.0399950874485598i | 10.7986736111111 | -0.959882098765435i | 0.0107986736111111+29.1164236625513i | 9.49192154961427+3.51987087271876i | 9.49192154961427+2.55998877395333i | 0.0191834803010191+12.9488492031879i | 4.81409372968854+5.07801885020086i | 27 | 9.8311 | 12.9489 | 6.9973 |  | Peak: 27; Vars: 0.71175; RMS: 27; RMS: 0.54038
[35 empty] | VLLSYS: |  | Nominal system line-to-line voltage | [19 empty] | 27.2 | 0.0107986736111111+29.3723922222222i | -0.0397010059232027i | 10.7986736111111 | -0.952824142156865i | 0.0107986736111111+29.332691216299i | 9.50882425300091+3.50014801281852i | 9.50882425300091+2.54732387066165i | 0.0191834803010191+13.044766604693i | 4.85162874240882+5.08419248327758i | 27.2 | 9.8441 | 13.0448 | 7.0276 |  | Peak: 27.2; Vars: 0.71389; RMS: 27.2; RMS: 0.53873
[35 empty] | XC: |  | Capacitive reactance of the harmonic filter capacitor at fundamental frequency | [19 empty] | 27.4 | 0.0107986736111111+29.5883656944444i | -0.0394112175587998i | 10.7986736111111 | -0.945869221411195i | 0.0107986736111111+29.5489544768856i | 9.52541526538556+3.48060033868026i | 9.52541526538556+2.53473111726907i | 0.0191834803010191+13.1406840061981i | 4.88896953081666+5.09004845228572i | 27.4 | 9.8569 | 13.1407 | 7.0577 |  | Peak: 27.4; Vars: 0.71601; RMS: 27.4; RMS: 0.53708
[35 empty] | XL: |  | Inductive reactance of the harmonic filter reactor at fundamental frequency | [19 empty] | 27.6 | 0.0107986736111111+29.8043391666666i | -0.039125629025765i | 10.7986736111111 | -0.93901509661836i | 0.0107986736111111+29.7652135376408i | 9.54170183023053+3.4612266430045i | 9.54170183023053+2.52221154638614i | 0.0191834803010191+13.2366014077032i | 4.92611453405276+5.09559204597991i | 27.6 | 9.8694 | 13.2366 | 7.0874 |  | Peak: 27.6; Vars: 0.71812; RMS: 27.6; RMS: 0.53544
[35 empty] | hn: |  | harmonic number of filter tuning point | [19 empty] | 27.8 | 0.0107986736111111+30.0203126388888i | -0.0388441496802559i | 10.7986736111111 | -0.932259592326142i | 0.0107986736111111+29.9814684892085i | 9.55769099420407+3.44202568307063i | 9.55769099420407+2.50976609074449i | 0.0191834803010191+13.3325188092083i | 4.96306228642147+5.10082850240264i | 27.8 | 9.8817 | 13.3325 | 7.1169 |  | Peak: 27.8; Vars: 0.72021; RMS: 27.8; RMS: 0.5338
[35 empty] | hf: |  | harmonic frequency of filter tuning point in Hertz | [19 empty] | 28 | 0.0107986736111111+30.236286111111i | -0.0385666914682541i | 10.7986736111111 | -0.925600595238098i | 0.0107986736111111+30.1977194196427i | 9.57338961305898+3.4229961840831i | 9.57338961305898+2.497395588845i | 0.0191834803010191+13.4284362107134i | 4.99981141497112+5.10576300824971i | 28 | 9.8938 | 13.4284 | 7.1461 |  | Peak: 28; Vars: 0.72228; RMS: 28; RMS: 0.53216
[35 empty] | f: |  | frequency | [19 empty] | 28.2 | 0.0107986736111111+30.4522595833333i | -0.0382931688337274i | 10.7986736111111 | -0.919036052009459i | 0.0107986736111111+30.4139664144996i | 9.58880435733193+3.40413684231219i | 9.58880435733193+2.48510079030273i | 0.0191834803010191+13.5243536122185i | 5.03636063710786+5.11040069828613i | 28.2 | 9.9056 | 13.5244 | 7.175 |  | Peak: 28.2; Vars: 0.72434; RMS: 28.2; RMS: 0.53053
[35 empty] | HL: |  | Reactor Henry rating (millihenries) | [19 empty] | 28.4 | 0.0107986736111111+30.6682330555555i | -0.038023498630673i | 10.7986736111111 | -0.912563967136153i | 0.0107986736111111+30.6302095569248i | 9.60394171786807+3.38544632804118i | 9.60394171786807+2.47288236090503i | 0.0191834803010191+13.6202710137236i | 5.07270875824453+5.11474665481226i | 28.4 | 9.9172 | 13.6203 | 7.2037 |  | Peak: 28.4; Vars: 0.72638; RMS: 28.4; RMS: 0.52889
[35 empty] | IRATED FUNDAMENTAL : |  | Fundamental current rating of filter bank | [19 empty] | 28.6 | 0.0107986736111111+30.8842065277777i | -0.0377576000388501i | 10.7986736111111 | -0.906182400932403i | 0.0107986736111111+30.8464489277388i | 9.61880801117588+3.36692328833079i | 9.61880801117588+2.46074088739839i | 0.0191834803010191+13.7161884152287i | 5.1088546694838+5.118805907178i | 28.6 | 9.9286 | 13.7162 | 7.2321 |  | Peak: 28.6; Vars: 0.72841; RMS: 28.6; RMS: 0.52726
[34 empty] | VCAP FUNDAMENTAL VOLTAGE: |  |  | Fundamental voltage drop across capacitor | [19 empty] | 28.8 | 0.0107986736111111+31.1001799999999i | -0.0374953944830248i | 10.7986736111111 | -0.899889467592595i | 0.0107986736111111+31.0626846055169i | 9.63340938461684+3.34856634961183i | 9.63340938461684+2.44867688201924i | 0.0191834803010191+13.8121058167338i | 5.14479734533631+5.12258343134415i | 28.8 | 9.9397 | 13.8121 | 7.2602 |  | Peak: 28.8; Vars: 0.73042; RMS: 28.8; RMS: 0.52564
[35 empty] | VCAP HARMONIC VOLTAGE: |  | Harmonic voltage drop across capacitor | [19 empty] | 29 | 0.0107986736111111+31.3161534722222i | -0.0372368055555557i | 10.7986736111111 | -0.893683333333336i | 0.0107986736111111+31.2789166666666i | 9.64775182143453+3.33037412011549i | 9.64775182143453+2.43669078678215i | 0.0191834803010191+13.9080232182389i | 5.18053584147443+5.12608414948935i | 29 | 9.9507 | 13.908 | 7.288 |  | Peak: 29; Vars: 0.73241; RMS: 29; RMS: 0.52401
| 🧮 FORMULAS | [33 empty] | VCAP MAIN RMS VOLTAGE: |  | Main capacitor RMS voltage (fundamental voltage + harmonic voltages) | [19 empty] | 29.2 | 0.0107986736111111+31.5321269444444i | -0.0369817589421614i | 10.7986736111111 | -0.887562214611875i | 0.0107986736111111+31.4951451855022i | 9.66184114562781+3.31234519215091i | 9.66184114562781+2.42478297753904i | 0.0191834803010191+14.003940619744i | 5.21606929252111+5.12931292966171i | 29.2 | 9.9615 | 14.004 | 7.3155 |  | Peak: 29.2; Vars: 0.73438; RMS: 29.2; RMS: 0.52239
[35 empty] | VPEAK CAP VOLTAGE: |  | Capacitor voltage assuming or harmonics are coincident | [19 empty] | 29.4 | 0.0107986736111111+31.7481004166666i | -0.0367301823507182i | 10.7986736111111 | -0.881524376417236i | 0.0107986736111111+31.7113702343159i | 9.67568302667285+3.29447814423878i | 9.67568302667285+2.41295376782154i | 0.0191834803010191+14.0998580212491i | 5.25139690987483+5.13227458547338i | 29.4 | 9.972 | 14.0999 | 7.3428 |  | Peak: 29.4; Vars: 0.73635; RMS: 29.4; RMS: 0.52077
| The below shows how a 1000 kvar 13.8kV 4.7th tuned C-HP Filter Design is computed manually and is the basis this spreadsheet. | [34 empty] | VCAP MAIN RMS VOLTAGE: | Capacitor (main group) RMS voltage including harmonics | [19 empty] | 29.6 | 0.0107986736111111+31.9640738888888i | -0.036482005442943i | 10.7986736111111 | -0.875568130630633i | 0.0107986736111111+31.9275918834459i | 9.6892829840977+3.27677154310906i | 9.6892829840977+2.40120341247843i | 0.0191834803010191+14.1957754227542i | 5.28651797957012+5.1349738758368i | 29.6 | 9.9824 | 14.1958 | 7.3699 |  | Peak: 29.6; Vars: 0.73829; RMS: 29.6; RMS: 0.51916
[36 empty] | VCAP MAIN, PEAK CAP VOLTAGE: | Capacitor (main group) peak voltage, including harmonics, and assuming peaks are in phase. | [19 empty] | 29.8 | 0.0107986736111111+32.180047361111i | -0.0362371597688293i | 10.7986736111111 | -0.869691834451904i | 0.0107986736111111+32.1438102013422i | 9.70264639191476+3.25922394557098i | 9.70264639191476+2.38953211111908i | 0.0191834803010191+14.2916928242592i | 5.32143186017421+5.13741550474149i | 29.8 | 9.9926 | 14.2917 | 7.3967 |  | Peak: 29.8; Vars: 0.74022; RMS: 29.8; RMS: 0.51755
[35 empty] | N: |  | Number of capacitors per phase | [19 empty] | 30 | 0.0107986736111111+32.3960208333333i | -0.0359955787037038i | 10.7986736111111 | -0.863893888888891i | 0.0107986736111111+32.3600252546296i | 9.71577848291444+3.24183390026237i | 9.71577848291444+2.37794001137348i | 0.0191834803010191+14.3876102257643i | 5.35613798072009+5.13960412106996i | 30 | 10.0025 | 14.3876 | 7.4232 |  | Peak: 30; Vars: 0.74213; RMS: 30; RMS: 0.51594
[35 empty] | VCAP VAR RATING: |  | Capacitor can var rating (in Kvar) | [19 empty] | 30.2 | 0.0107986736111111+32.6119943055555i | -0.0357571973877852i | 10.7986736111111 | -0.858172737306846i | 0.0107986736111111+32.5762371081677i | 9.72868435282504+3.22459994928561i | 9.72868435282504+2.36642721197876i | 0.0191834803010191+14.4835276272694i | 5.39063583867504+5.14154431845122i | 30.2 | 10.0124 | 14.4835 | 7.4495 |  | Peak: 30.2; Vars: 0.74403; RMS: 30.2; RMS: 0.51434
[35 empty] | ICAP RMS CURRENT: |  | RMS current seen by capacitor (amps rms) | [19 empty] | 30.4 | 0.0107986736111111+32.8279677777777i | -0.0355219526681287i | 10.7986736111111 | -0.85252686403509i | 0.0107986736111111+32.7924458251096i | 9.74136896434208+3.20752062973631i | 9.74136896434208+2.35499376570122i | 0.0191834803010191+14.5794450287745i | 5.42492499794608+5.1432406351509i | 30.4 | 10.022 | 14.5795 | 7.4755 |  | Peak: 30.4; Vars: 0.74591; RMS: 30.4; RMS: 0.51274
[35 empty] | IFILTER RMS CURRENT: |  | RMS current into filter branch (amps rms) | [19 empty] | 30.6 | 0.0107986736111111+33.0439412499999i | -0.0352897830428469i | 10.7986736111111 | -0.846954793028325i | 0.0107986736111111+33.008651466957i | 9.75383715103195+3.1905944751315i | 9.75383715103195+2.34363968210317i | 0.0191834803010191+14.6753624302796i | 5.45900508692113+5.14469755399638i | 30.6 | 10.0314 | 14.6754 | 7.5012 |  | Peak: 30.6; Vars: 0.74777; RMS: 30.6; RMS: 0.51114
[35 empty] | DF: |  | Damping Factor is R/XLn at the tuning harmonic number (hn), where XLn=XL x hn | [19 empty] | 30.8 | 0.0107986736111111+33.2599147222221i | -0.0350606286075037i | 10.7986736111111 | -0.841455086580089i | 0.0107986736111111+33.2248540936146i | 9.76609362111296+3.17382001674251i | 9.76609362111296+2.33236493016242i | 0.0191834803010191+14.7712798317847i | 5.49287579654669+5.14591950233602i | 30.8 | 10.0407 | 14.7713 | 7.5268 |  | Peak: 30.8; Vars: 0.74962; RMS: 30.8; RMS: 0.50955
[36 empty] | XCA | Capacitive reactance of auxiliary capacitor group (ohms/phase) | [19 empty] | 31 | 0.0107986736111111+33.4758881944444i | -0.0348344310035843i | 10.7986736111111 | -0.836026344086024i | 0.0107986736111111+33.4410537634408i | 9.7781429611181+3.15719578483866i | 9.7781429611181+2.32116944075264i | 0.0191834803010191+14.8671972332898i | 5.52653687844111+5.1469108520305i | 31 | 10.0499 | 14.8672 | 7.552 |  | Peak: 31; Vars: 0.75146; RMS: 31; RMS: 0.50797
[36 empty] | XCM | Capacitive reactance of main capacitor group (ohm/phase) | [19 empty] | 31.2 | 0.0107986736111111+33.6918616666666i | -0.034611133368946i | 10.7986736111111 | -0.830667200854703i | 0.0107986736111111+33.6572505332976i | 9.78998963944316+3.14072030984648i | 9.78998963944316+2.31005310899178i | 0.0191834803010191+14.9631146347949i | 5.55998814304456+5.14767591947609i | 31.2 | 10.0588 | 14.9631 | 7.5771 |  | Peak: 31.2; Vars: 0.75328; RMS: 31.2; RMS: 0.50638
[36 empty] | R | Resistance of high-pass damping resistor | [19 empty] | 31.4 | 0.0107986736111111+33.9078351388888i | -0.0343906802901629i | 10.7986736111111 | -0.825376326963909i | 0.0107986736111111+33.8734444585986i | 9.80163800978348+3.12439212342958i | 9.80163800978348+2.29901579646567i | 0.0191834803010191+15.0590320363i | 5.59322945780413+5.1482189656575i | 31.4 | 10.0677 | 15.059 | 7.6019 |  | Peak: 31.4; Vars: 0.75508; RMS: 31.4; RMS: 0.5048
[36 empty] | In | Current in amps at each harmonic | [19 empty] | 31.6 | 0.0107986736111111+34.123808611111i | -0.0341730177566808i | 10.7986736111111 | -0.82015242616034i | 0.0107986736111111+34.0896355933543i | 9.81309231446324+3.10820975949381i | 9.81309231446324+2.28805733333347i | 0.0191834803010191+15.1549494378051i | 5.62626074539528+5.14854419622985i | 31.6 | 10.0763 | 15.155 | 7.6264 |  | Peak: 31.6; Vars: 0.75687; RMS: 31.6; RMS: 0.50323
[57 empty] | 31.8 | 0.0107986736111111+34.3397820833333i | -0.0339580931167017i | 10.7986736111111 | -0.814994234800841i | 0.0107986736111111+34.3058239902166i | 9.82435668766035+3.09217175512188i | 9.82435668766035+2.27717752032104i | 0.0191834803010191+15.2508668393102i | 5.65908198197832+5.14865576162815i | 31.8 | 10.0848 | 15.2509 | 7.6507 |  | Peak: 31.8; Vars: 0.75864; RMS: 31.8; RMS: 0.50166
[33 empty] | Disclaimer and Use Limitation | [23 empty] | 32 | 0.0107986736111111+34.5557555555555i | -0.0337458550347223i | 10.7986736111111 | -0.809900520833336i | 0.0107986736111111+34.5220097005208i | 9.8354351585306+3.0762766514418i | 9.8354351585306+2.26637613060846i | 0.0191834803010191+15.3467842408153i | 5.6916931954906+5.14855775720326i | 32 | 10.0932 | 15.3468 | 7.6748 |  | Peak: 32; Vars: 0.7604; RMS: 32; RMS: 0.50009
[33 empty] | This spreadsheet is provided for preliminary engineering evaluation only. The calculations are based on simplified, steady-state models and user-supplied input data and are intended to support initial screening, comparative analysis, and conceptual design. It is intended for use only by qualified technical professionals and should not be used as a substitute for detailed engineering studies, manufacturer-validated analyses, or final design verification. VarStec Power Solutions, LLC makes no representations or warranties, express or implied, and assumes no responsibility or liability for decisions or actions taken based on use of this tool. | [23 empty] | 32.2 | 0.0107986736111111+34.7717290277777i | -0.0335362534506557i | 10.7986736111111 | -0.804870082815737i | 0.0107986736111111+34.738192774327i | 9.84633165423401+3.06052299443277i | 9.84633165423401+2.25565291161703i | 0.0191834803010191+15.4427016423204i | 5.72409446397396+5.14825422338368i | 32.2 | 10.1014 | 15.4427 | 7.6987 |  | Peak: 32.2; Vars: 0.76214; RMS: 32.2; RMS: 0.49853
[57 empty] | 32.4 | 0.0107986736111111+34.9877024999999i | -0.0333292395404665i | 10.7986736111111 | -0.799901748971196i | 0.0107986736111111+34.9543732604594i | 9.85705000286651+3.0449093356723i | 9.85705000286651+2.2450075867011i | 0.0191834803010191+15.5386190438255i | 5.75628591393633+5.14774914586042i | 32.4 | 10.1095 | 15.5386 | 7.7223 |  | Peak: 32.4; Vars: 0.76387; RMS: 32.4; RMS: 0.49698
[57 empty] | 32.6 | 0.0107986736111111+35.2036759722222i | -0.033124765678255i | 10.7986736111111 | -0.794994376278121i | 0.0107986736111111+35.1705512065439i | 9.86759393630028+3.02943423302809i | 9.86759393630028+2.23443985674997i | 0.0191834803010191+15.6345364453306i | 5.78826771874891+5.1470464557962i | 32.6 | 10.1174 | 15.6345 | 7.7457 |  | Peak: 32.6; Vars: 0.76558; RMS: 32.6; RMS: 0.49542
| One-Line Diagram C-High-Pass Filter Design Parameters | [55 empty] | 32.8 | 0.0107986736111111+35.4196494444444i | -0.0329227853997291i | 10.7986736111111 | -0.790146849593498i | 0.0107986736111111+35.3867266590447i | 9.87796709293532+3.0140962512977i | 9.87796709293532+2.2239494017042i | 0.0191834803010191+15.7304538468357i | 5.82004009707699+5.14615003005584i | 32.8 | 10.1252 | 15.7305 | 7.7689 |  | Peak: 32.8; Vars: 0.76728; RMS: 32.8; RMS: 0.49388
[57 empty] | 33 | 0.0107986736111111+35.6356229166666i | -0.0327232533670034i | 10.7986736111111 | -0.785358080808083i | 0.0107986736111111+35.6028996632996i | 9.88817302036527+2.99889396279926i | 9.88817302036527+2.21353588199118i | 0.0191834803010191+15.8263712483408i | 5.85160331134512+5.14506369145782i | 33 | 10.1329 | 15.8264 | 7.7919 |  | Peak: 33; Vars: 0.76897; RMS: 33; RMS: 0.49233
[57 empty] | 33.2 | 0.0107986736111111+35.8515963888888i | -0.0325261253346721i | 10.7986736111111 | -0.78062700803213i | 0.0107986736111111+35.8190702635541i | 9.89821517796044+2.98382594791604i | 9.89821517796044+2.20319893988391i | 0.0191834803010191+15.9222886498459i | 5.88295766623595+5.14379120904585i | 33.2 | 10.1405 | 15.9223 | 7.8146 |  | Peak: 33.2; Vars: 0.77064; RMS: 33.2; RMS: 0.4908
[57 empty] | 33.4 | 0.0107986736111111+36.067569861111i | -0.0323313581170992i | 10.7986736111111 | -0.775952594810381i | 0.0107986736111111+36.0352385029939i | 9.90809693937037+2.96889079559768i | 9.90809693937037+2.1929382007873i | 0.0191834803010191+16.018206051351i | 5.91410350722244+5.14233629837929i | 33.4 | 10.1479 | 16.0182 | 7.8371 |  | Peak: 33.4; Vars: 0.77229; RMS: 33.4; RMS: 0.48926
[57 empty] | 33.6 | 0.0107986736111111+36.2835433333333i | -0.0321389095568784i | 10.7986736111111 | -0.771333829365081i | 0.0107986736111111+36.2514044237764i | 9.91782159494868+2.95408710382046i | 9.91782159494868+2.18275327445538i | 0.0191834803010191+16.1141234528561i | 5.94504121913297+5.14070262184129i | 33.6 | 10.1552 | 16.1141 | 7.8594 |  | Peak: 33.6; Vars: 0.77393; RMS: 33.6; RMS: 0.48773
[57 empty] | 33.8 | 0.0107986736111111+36.4995168055555i | -0.0319487384944116i | 10.7986736111111 | -0.766769723865879i | 0.0107986736111111+36.4675680670611i | 9.92739235410293+2.93941348000939i | 9.92739235410293+2.17264375614351i | 0.0191834803010191+16.2100408543612i | 5.97577122474942+5.13889378896432i | 33.8 | 10.1624 | 16.2101 | 7.8815 |  | Peak: 33.8; Vars: 0.77556; RMS: 33.8; RMS: 0.48621
[57 empty] | 34 | 0.0107986736111111+36.7154902777777i | -0.0317608047385622i | 10.7986736111111 | -0.762259313725492i | 0.0107986736111111+36.6837294730391i | 9.9368123475715+2.92486854142399i | 9.9368123475715+2.1626092276985i | 0.0191834803010191+16.3059582558663i | 6.00629398343719+5.13691335677123i | 34 | 10.1694 | 16.306 | 7.9034 |  | Peak: 34; Vars: 0.77717; RMS: 34; RMS: 0.48469
[57 empty] | 34.2 | 0.0107986736111111+36.9314637499999i | -0.0315750690383366i | 10.7986736111111 | -0.757801656920079i | 0.0107986736111111+36.8998886809616i | 9.94608462963038+2.91045091551027i | 9.94608462963038+2.15264925859019i | 0.0191834803010191+16.4018756573714i | 6.03660998980754+5.13476483013195i | 34.2 | 10.1764 | 16.4019 | 7.9251 |  | Peak: 34.2; Vars: 0.77877; RMS: 34.2; RMS: 0.48318
[57 empty] | 34.4 | 0.0107986736111111+37.1474372222222i | -0.0313914930555556i | 10.7986736111111 | -0.753395833333335i | 0.0107986736111111+37.1160457291666i | 9.95521218023167+2.89615924022081i | 9.95521218023167+2.14276340688747i | 0.0191834803010191+16.4977930588765i | 6.06671977241086+5.13245166213402i | 34.4 | 10.1832 | 16.4978 | 7.9465 |  | Peak: 34.4; Vars: 0.78036; RMS: 34.4; RMS: 0.48167
|  | Info@VarStec.com | [29 empty] | 7 ¦ P a g e |  | Info@VarStec.com | [18 empty] | 8 ¦ P a g e |  |  |  | 34.6 | 0.0107986736111111+37.3634106944444i | -0.0312100393384715i | 10.7986736111111 | -0.749040944123315i | 0.0107986736111111+37.3322006551059i | 9.96419790707628+2.88199216430477i | 9.96419790707628+2.13295122018146i | 0.0191834803010191+16.5937104603816i | 6.09662389246165+5.12997725446683i | 34.6 | 10.1899 | 16.5937 | 7.9678 |  | Peak: 34.6; Vars: 0.78193; RMS: 34.6; RMS: 0.48017
[57 empty] | 34.8 | 0.0107986736111111+37.5793841666666i | -0.0310306712962963i | 10.7986736111111 | -0.744736111111112i | 0.0107986736111111+37.5483534953703i | 9.9730446476229+2.86794834756989i | 9.9730446476229+2.12321223645878i | 0.0191834803010191+16.6896278618867i | 6.12632294259365+5.12734495781822i | 34.8 | 10.1966 | 16.6896 | 7.9888 |  | Peak: 34.8; Vars: 0.78348; RMS: 34.8; RMS: 0.47867
[57 empty] | 35 | 0.0107986736111111+37.7953576388889i | -0.0308533531746032i | 10.7986736111111 | -0.740480476190477i | 0.0107986736111111+37.7645042857143i | 9.98175517103539+2.85402646111793i | 9.98175517103539+2.11354598492745i | 0.0191834803010191+16.7855452633918i | 6.1558175456457+5.12455807228309i | 35 | 10.2031 | 16.7856 | 8.0097 |  | Peak: 35; Vars: 0.78503; RMS: 35; RMS: 0.47718
[57 empty] | 35.2 | 0.0107986736111111+38.0113311111111i | -0.0306780500315657i | 10.7986736111111 | -0.736273200757577i | 0.0107986736111111+37.9806530610795i | 9.99033218007048+2.84022518755539i | 9.99033218007048+2.10395198679781i | 0.0191834803010191+16.8814626648969i | 6.18510835347686+5.12161984778286i | 35.2 | 10.2095 | 16.8815 | 8.0304 |  | Peak: 35.2; Vars: 0.78656; RMS: 35.2; RMS: 0.47569
[57 empty] | 35.4 | 0.0107986736111111+38.2273045833333i | -0.0305047277150032i | 10.7986736111111 | -0.732113465160076i | 0.0107986736111111+38.1967998556183i | 9.99877831290776+2.82654322118082i | 9.99877831290776+2.09442975602074i | 0.0191834803010191+16.9773800664019i | 6.21419604581141+5.11853348449515i | 35.4 | 10.2158 | 16.9774 | 8.0508 |  | Peak: 35.4; Vars: 0.78808; RMS: 35.4; RMS: 0.47421
[57 empty] | 35.6 | 0.0107986736111111+38.4432780555555i | -0.0303333528401998i | 10.7986736111111 | -0.728000468164795i | 0.0107986736111111+38.4129447027153i | 10.0070961449238+2.81297926815037i | 10.0070961449238+2.08497879998557i | 0.0191834803010191+17.073297467907i | 6.2430813291126+5.11530213329312i | 35.6 | 10.222 | 17.0733 | 8.0711 |  | Peak: 35.6; Vars: 0.78958; RMS: 35.6; RMS: 0.47273
| Harmonic Filter Design - C-HP ¦ Enter Customer PO # ¦ Stage 1 | [31 empty] | Harmonic Filter Design - C-HP ¦ Enter Customer PO # ¦ Stage 1 | [23 empty] | 35.8 | 0.0107986736111111+38.6592515277778i | -0.0301638927684668i | 10.7986736111111 | -0.723933426443204i | 0.0107986736111111+38.6290876350093i | 10.0152881904123+2.79953204662279i | 10.0152881904123+2.07559862017959i | 0.0191834803010191+17.1692148694121i | 6.27176493548453+5.11192889619367i | 35.8 | 10.2281 | 17.1692 | 8.0912 |  | Peak: 35.8; Vars: 0.79107; RMS: 35.8; RMS: 0.47126
[57 empty] | 36 | 0.0107986736111111+38.875225i | -0.0299963155864198i | 10.7986736111111 | -0.719911574074075i | 0.0107986736111111+38.8452286844136i | 10.0233569042524+2.78620028688525i | 10.0233569042524+2.06628871281117i | 0.0191834803010191+17.2651322709172i | 6.30024762160283+5.10841682681373i | 36 | 10.2341 | 17.2651 | 8.111 |  | Peak: 36; Vars: 0.79255; RMS: 36; RMS: 0.46979
| Appendix A | [55 empty] | 36.2 | 0.0107986736111111+39.0911984722222i | -0.0298305900859423i | 10.7986736111111 | -0.715934162062616i | 0.0107986736111111+39.0613678821363i | 10.0313046835255+2.77298273146111i | 10.0313046835255+2.05704856939849i | 0.0191834803010191+17.3610496724223i | 6.32853016767201+5.10476893083399i | 36.2 | 10.24 | 17.3611 | 8.1307 |  | Peak: 36.2; Vars: 0.79401; RMS: 36.2; RMS: 0.46833
[57 empty] | 36.4 | 0.0107986736111111+39.3071719444444i | -0.0296666857448108i | 10.7986736111111 | -0.712000457875459i | 0.0107986736111111+39.2775052586996i | 10.0391338690839+2.7598781352008i | 10.0391338690839+2.04787767732534i | 0.0191834803010191+17.4569670739274i | 6.35661337641046+5.10098816646946i | 36.4 | 10.2459 | 17.457 | 8.1503 |  | Peak: 36.4; Vars: 0.79547; RMS: 36.4; RMS: 0.46688
| Filter and Source Harmonic Current Injection Response | [55 empty] | 36.6 | 0.0107986736111111+39.5231454166667i | -0.0295045727079539i | 10.7986736111111 | -0.708109744990893i | 0.0107986736111111+39.4936408439587i | 10.0468467470723+2.74688526535696i | 10.0468467470723+2.03877552036607i | 0.0191834803010191+17.5528844754325i | 6.38449807206209+5.09707744494668i | 36.6 | 10.2516 | 17.5529 | 8.1696 |  | Peak: 36.6; Vars: 0.79691; RMS: 36.6; RMS: 0.46543
[57 empty] | 36.8 | 0.0107986736111111+39.7391188888889i | -0.0293442217693237i | 10.7986736111111 | -0.704261322463769i | 0.0107986736111111+39.7097746671196i | 10.0544455504027+2.73400290164482i | 10.0544455504027+2.02974157918105i | 0.0191834803010191+17.6488018769376i | 6.41218509943389+5.09303963098629i | 36.8 | 10.2573 | 17.6488 | 8.1887 |  | Peak: 36.8; Vars: 0.79833; RMS: 36.8; RMS: 0.46398
| The chart on page 10 illustrates the predicted source harmonic current response for a 1 amp harmonic current injection applied at the harmonic filter terminals. The analysis is performed from the 1st through the 50th harmonic and provides insight into how harmonic currents injected at the filter terminals (representing harmonic current produced by VFDs and other non-linear plant loads) divide between the utility source and the harmonic filter network. The plotted quantity represents the ratio of harmonic current flowing toward the utility source to the injected harmonic current at each harmonic order. In this analysis, the injected harmonic current is fixed at 1 amp for each harmonic order evaluated. The resulting value therefore indicates how much harmonic current will flow toward the utility source for every 1 amp of harmonic current injected at the filter bus. For example: A value of 0.20 indicates that 20% of the injected harmonic current flows toward the source while approximately 80% is absorbed by the filter network. A value of 1.0 indicates no mitigation benefit, meaning essentially all injected harmonic current flows toward the source. Values greater than 1.0 indicate harmonic current magnification caused by resonance between the filter system and the utility source impedance. This behavior is important because harmonic filters do not operate as ideal current sinks. The filter capacitors interact with the utility system inductance and create resonant conditions whose frequency and damping characteristics depend on: utility short-circuit strength and X/R ratio, harmonic filter tuning, filter effective reactive power rating, damping resistor ohmic value (if present), filter topology (C-HP, Notch, HP, H-Type), and number of filter branches. Near parallel resonance conditions (peaks in the chart), injected harmonic current can produce amplified source harmonic current levels. In these regions, the source current may exceed the injected harmonic current magnitude, producing source currents greater than 1 amp. This is not an error in the calculation. It is a real system phenomenon associated with resonant energy exchange between the source inductance and filter capacitance. This effect is one of the primary reasons damping resistors are incorporated into high-pass, C-high-pass, and H-filter harmonic filter designs. Proper damping resistor selection reduces resonance magnification, broadens attenuation bandwidth, and stabilizes filter performance across varying system conditions. The response curve therefore serves three purposes: Mitigation Assessment Identifies frequencies where harmonic current is effectively diverted into the filter network rather than propagated toward the utility source. | [55 empty] | 37 | 0.0107986736111111+39.9550923611111i | -0.0291856043543544i | 10.7986736111111 | -0.700454504504505i | 0.0107986736111111+39.9259067567567i | 10.0619324601855+2.72122983628859i | 10.0619324601855+2.02077533178409i | 0.0191834803010191+17.7447192784427i | 6.43967532295928+5.08887754329051i | 37 | 10.2628 | 17.7447 | 8.2077 |  | Peak: 37; Vars: 0.79975; RMS: 37; RMS: 0.46254
[57 empty] | 37.2 | 0.0107986736111111+40.1710658333333i | -0.0290286925029869i | 10.7986736111111 | -0.696688620071685i | 0.0107986736111111+40.1420371408303i | 10.0693096071181+2.70856487405517i | 10.0693096071181+2.01187625398348i | 0.0191834803010191+17.8406366799478i | 6.46696962578686+5.08459395503598i | 37.2 | 10.2683 | 17.8406 | 8.2265 |  | Peak: 37.2; Vars: 0.80115; RMS: 37.2; RMS: 0.46111
[57 empty] | 37.4 | 0.0107986736111111+40.3870393055556i | -0.0288734588532383i | 10.7986736111111 | -0.692963012477719i | 0.0107986736111111+40.3581658467024i | 10.076579072831+2.69600683227555i | 10.076579072831+2.00304381979783i | 0.0191834803010191+17.9365540814529i | 6.49406890889373+5.08019159436976i | 37.4 | 10.2737 | 17.9366 | 8.2451 |  | Peak: 37.4; Vars: 0.80254; RMS: 37.4; RMS: 0.45968
[57 empty] | 37.6 | 0.0107986736111111+40.6030127777778i | -0.0287198766252955i | 10.7986736111111 | -0.689277039007092i | 0.0107986736111111+40.5742929011525i | 10.0837428911948+2.68355454085518i | 10.0837428911948+1.99427750184809i | 0.0191834803010191+18.032471482958i | 6.52097409022315+5.07567314490945i | 37.6 | 10.2791 | 18.0325 | 8.2635 |  | Peak: 37.6; Vars: 0.80392; RMS: 37.6; RMS: 0.45826
[57 empty] | 37.8 | 0.0107986736111111+40.81898625i | -0.0285679196061141i | 10.7986736111111 | -0.685630070546737i | 0.0107986736111111+40.7904183303939i | 10.0908030495876+2.67120684227353i | 10.0908030495876+1.98557677172679i | 0.0191834803010191+18.1283888844631i | 6.54768610384632+5.07104124624637i | 37.8 | 10.2843 | 18.1284 | 8.2818 |  | Peak: 37.8; Vars: 0.80528; RMS: 37.8; RMS: 0.45684
[57 empty] | 38 | 0.0107986736111111+41.0349597222222i | -0.0284175621345029i | 10.7986736111111 | -0.68202149122807i | 0.0107986736111111+41.0065421600877i | 10.097761490125+2.65896259157416i | 10.097761490125+1.97694110034609i | 0.0191834803010191+18.2243062859682i | 6.57420589914696+5.06629849445097i | 38 | 10.2895 | 18.2243 | 8.2999 |  | Peak: 38; Vars: 0.80664; RMS: 38; RMS: 0.45543
[57 empty] | 38.2 | 0.0107986736111111+41.2509331944445i | -0.0282687790866783i | 10.7986736111111 | -0.678450698080279i | 0.0107986736111111+41.2226644153578i | 10.1046201108542+2.64682065634545i | 10.1046201108542+1.96836995826517i | 0.0191834803010191+18.3202236874733i | 6.60053444002967+5.06144744258111i | 38.2 | 10.2946 | 18.3202 | 8.3178 |  | Peak: 38.2; Vars: 0.80798; RMS: 38.2; RMS: 0.45402
[57 empty] | 38.4 | 0.0107986736111111+41.4669066666667i | -0.0281215458622685i | 10.7986736111111 | -0.674917100694445i | 0.0107986736111111+41.4387851208044i | 10.111380766912+2.63477991669292i | 10.111380766912+1.95986281599848i | 0.0191834803010191+18.4161410889784i | 6.62667270414975+5.05649060119136i | 38.4 | 10.2996 | 18.4162 | 8.3355 |  | Peak: 38.4; Vars: 0.80931; RMS: 38.4; RMS: 0.45262
[57 empty] | 38.6 | 0.0107986736111111+41.6828801388889i | -0.0279758383707542i | 10.7986736111111 | -0.6714201208981i | 0.0107986736111111+41.6549043005181i | 10.1180452716493+2.62283926520364i | 10.1180452716493+1.95141914430554i | 0.0191834803010191+18.5120584904835i | 6.65262168216605+5.05143043884424i | 38.6 | 10.3045 | 18.5121 | 8.3531 |  | Peak: 38.6; Vars: 0.81063; RMS: 38.6; RMS: 0.45122
[57 empty] | 38.8 | 0.0107986736111111+41.8988536111111i | -0.0278316330183276i | 10.7986736111111 | -0.667959192439862i | 0.0107986736111111+41.8710219780928i | 10.1246153977228+2.61099760690332i | 10.1246153977228+1.94303841446346i | 0.0191834803010191+18.6079758919886i | 6.67838237701445+5.04626938262216i | 38.8 | 10.3094 | 18.608 | 8.3705 |  | Peak: 38.8; Vars: 0.81193; RMS: 38.8; RMS: 0.44983
[57 empty] | 39 | 0.0107986736111111+42.1148270833334i | -0.0276889066951567i | 10.7986736111111 | -0.664533760683761i | 0.0107986736111111+42.0871381766382i | 10.1310928781534+2.59925385920656i | 10.1310928781534+1.9347200985228i | 0.0191834803010191+18.7038932934937i | 6.70395580320317+5.04100981863992i | 39 | 10.3142 | 18.7039 | 8.3878 |  | Peak: 39; Vars: 0.81323; RMS: 39; RMS: 0.44845
[57 empty] | 39.2 | 0.0107986736111111+42.3308005555556i | -0.0275476367630385i | 10.7986736111111 | -0.661143282312925i | 0.0107986736111111+42.3032529187926i | 10.1374794073559+2.58760695186088i | 10.1374794073559+1.92646366954795i | 0.0191834803010191+18.7998106949988i | 6.72934298612839+5.03565409255779i | 39.2 | 10.3189 | 18.7998 | 8.4049 |  | Peak: 39.2; Vars: 0.81451; RMS: 39.2; RMS: 0.44707
[57 empty] | 39.4 | 0.0107986736111111+42.5467740277778i | -0.0274078010434292i | 10.7986736111111 | -0.657787225042301i | 0.0107986736111111+42.5193662267344i | 10.1437766421365+2.5760558268848i | 10.1437766421365+1.9182686018425i | 0.0191834803010191+18.8957280965039i | 6.7545449614101+5.03020451009412i | 39.4 | 10.3236 | 18.8957 | 8.4218 |  | Peak: 39.4; Vars: 0.81578; RMS: 39.4; RMS: 0.4457
[57 empty] | 39.6 | 0.0107986736111111+42.7627475i | -0.0272693778058361i | 10.7986736111111 | -0.654465067340067i | 0.0107986736111111+42.7354781221942i | 10.1499862026628+2.56459943850066i | 10.1499862026628+1.91013437116059i | 0.0191834803010191+18.991645498009i | 6.77956277424793+5.02466333753779i | 39.6 | 10.3282 | 18.9917 | 8.4386 |  | Peak: 39.6; Vars: 0.81705; RMS: 39.6; RMS: 0.44433
[57 empty] | 39.8 | 0.0107986736111111+42.9787209722223i | -0.0271323457565606i | 10.7986736111111 | -0.651176298157454i | 0.0107986736111111+42.9515886264657i | 10.1561096734048+2.5532367530624i | 10.1561096734048+1.90206045490495i | 0.0191834803010191+19.0875628995141i | 6.804397478796+5.0190328022598i | 39.8 | 10.3327 | 19.0876 | 8.4552 |  | Peak: 39.8; Vars: 0.8183; RMS: 39.8; RMS: 0.44297
[57 empty] | 40 | 0.0107986736111111+43.1946944444445i | -0.0269966840277778i | 10.7986736111111 | -0.647920416666666i | 0.0107986736111111+43.1676977604167i | 10.1621486040498+2.54196674897878i | 10.1621486040498+1.89404633231211i | 0.0191834803010191+19.1834803010192i | 6.82905013755731+5.01331509322433i | 40 | 10.3372 | 19.1835 | 8.4717 |  | Peak: 40; Vars: 0.81954; RMS: 40; RMS: 0.44161
[57 empty] | 40.2 | 0.0107986736111111+43.4106679166667i | -0.026862372166943i | 10.7986736111111 | -0.644696932006633i | 0.0107986736111111+43.3838055444998i | 10.1681045103893+2.5307884166324i | 10.1681045103893+1.88609148462577i | 0.0191834803010191+19.2793977025243i | 6.85352182079578+5.00751236149759i | 40.2 | 10.3416 | 19.2794 | 8.488 |  | Peak: 40.2; Vars: 0.82077; RMS: 40.2; RMS: 0.44026
[57 empty] | 40.4 | 0.0107986736111111+43.6266413888889i | -0.0267293901265126i | 10.7986736111111 | -0.641505363036303i | 0.0107986736111111+43.5999119987624i | 10.1739788751824+2.51970075829493i | 10.1739788751824+1.87819539525863i | 0.0191834803010191+19.3753151040294i | 6.87781360596723+5.00162672075636i | 40.4 | 10.3459 | 19.3753 | 8.5042 |  | Peak: 40.4; Vars: 0.82198; RMS: 40.4; RMS: 0.43892
[33 empty] | Resonance and Magnification Assessment Identifies frequencies where filter-to-system interaction may amplify harmonic current flow toward the source, potentially resulting in IEEE 519 limits being exceeded. Filter Performance Assessment Using expected harmonic current injections, the expected harmonic current flow into the utility network can be quickly evaluated. The calculations are based on the modeled utility short-circuit strength at the point of interconnection together with the cumulative filter capacitance and impedance characteristics of the filter network. The utility source is represented as an equivalent Thevenin impedance derived from the available short-circuit current. In a similar manner, a corresponding plot for harmonic current flow into the filter can also be developed. This curve helps identify concerns related to filter component ratings and assists in properly rating filter components when harmonic load is added to the system. See the plot on page 11. | [23 empty] | 40.6 | 0.0107986736111111+43.8426148611112i | -0.0265977182539682i | 10.7986736111111 | -0.638345238095238i | 0.0107986736111111+43.8160171428572i | 10.1797731489926+2.50870278803864i | 10.1797731489926+1.8703575499434i | 0.0191834803010191+19.4712325055345i | 6.90192657716741+4.99566024779353i | 40.6 | 10.3502 | 19.4712 | 8.5202 |  | Peak: 40.6; Vars: 0.82319; RMS: 40.6; RMS: 0.43758
[57 empty] | 40.8 | 0.0107986736111111+44.0585883333334i | -0.0264673372821351i | 10.7986736111111 | -0.635216094771241i | 0.0107986736111111+44.0321209960513i | 10.1854887510019+2.49779353164497i | 10.1854887510019+1.86257743687373i | 0.0191834803010191+19.5671499070396i | 6.92586182459764+4.98961498302261i | 40.8 | 10.3544 | 19.5672 | 8.536 |  | Peak: 40.8; Vars: 0.82439; RMS: 40.8; RMS: 0.43624
[57 empty] | 41 | 0.0107986736111111+44.2745618055556i | -0.0263382283197832i | 10.7986736111111 | -0.632117479674796i | 0.0107986736111111+44.2482235772358i | 10.1911270698016+2.48697202650995i | 10.1911270698016+1.85485454683515i | 0.0191834803010191+19.6630673085447i | 6.94962044404726+4.98349293097954i | 41 | 10.3585 | 19.6631 | 8.5517 |  | Peak: 41; Vars: 0.82557; RMS: 41; RMS: 0.43491
[57 empty] | 41.2 | 0.0107986736111111+44.4905352777778i | -0.0262103728425027i | 10.7986736111111 | -0.629048948220064i | 0.0107986736111111+44.4643249049353i | 10.1966894641599+2.47623732154708i | 10.1966894641599+1.84718837332702i | 0.0191834803010191+19.7589847100498i | 6.97320353639242+4.97729606082199i | 41.2 | 10.3627 | 19.759 | 8.5673 |  | Peak: 41.2; Vars: 0.82675; RMS: 41.2; RMS: 0.43359
[57 empty] | 41.4 | 0.0107986736111111+44.7065087500001i | -0.0260837526838432i | 10.7986736111111 | -0.626010064412238i | 0.0107986736111111+44.6804249973163i | 10.2021772637686+2.46558847708783i | 10.2021772637686+1.83957841267559i | 0.0191834803010191+19.8549021115549i | 6.99661220711116+4.9710263068263i | 41.4 | 10.3667 | 19.8549 | 8.5828 |  | Peak: 41.4; Vars: 0.82792; RMS: 41.4; RMS: 0.43227
[57 empty] | 41.6 | 0.0107986736111111+44.9224822222223i | -0.0259583500267094i | 10.7986736111111 | -0.623000400641025i | 0.0107986736111111+44.8965238721956i | 10.207591769968+2.45502456477993i | 10.207591769968+1.8320241641389i | 0.0191834803010191+19.95081951306i | 7.01984756581389+4.96468556888129i | 41.6 | 10.3707 | 19.9508 | 8.598 |  | Peak: 41.6; Vars: 0.82907; RMS: 41.6; RMS: 0.43096
[57 empty] | 41.8 | 0.0107986736111111+45.1384556944445i | -0.0258341473950026i | 10.7986736111111 | -0.620019537480063i | 0.0107986736111111+45.1126215470495i | 10.2129342564524+2.44454466748376i | 10.2129342564524+1.8245251300037i | 0.0191834803010191+20.0467369145651i | 7.04291072578966+4.9582757129795i | 41.8 | 10.3746 | 20.0467 | 8.6132 |  | Peak: 41.8; Vars: 0.83022; RMS: 41.8; RMS: 0.42966
[57 empty] | 42 | 0.0107986736111111+45.3544291666667i | -0.0257111276455026i | 10.7986736111111 | -0.617067063492063i | 0.0107986736111111+45.3287180390212i | 10.2182059699543+2.43414787916705i | 10.2182059699543+1.81708081567499i | 0.0191834803010191+20.1426543160702i | 7.06580280356679+4.95179857170458i | 42 | 10.3785 | 20.1427 | 8.6282 |  | Peak: 42; Vars: 0.83135; RMS: 42; RMS: 0.42835
[57 empty] | 42.2 | 0.0107986736111111+45.570402638889i | -0.0255892739599789i | 10.7986736111111 | -0.614142575039494i | 0.0107986736111111+45.544813364929i | 10.223408130911+2.42383330479805i | 10.223408130911+1.80969072975856i | 0.0191834803010191+20.2385717175753i | 7.08852491848865+4.94525594471617i | 42.2 | 10.3823 | 20.2386 | 8.6431 |  | Peak: 42.2; Vars: 0.83248; RMS: 42.2; RMS: 0.42706
[57 empty] | 42.4 | 0.0107986736111111+45.7863761111112i | -0.0254685698375262i | 10.7986736111111 | -0.611245676100628i | 0.0107986736111111+45.7609075412737i | 10.2285419341113+2.41360006023738i | 10.2285419341113+1.80235438413675i | 0.0191834803010191+20.3344891190804i | 7.11107819230316+4.93864959923055i | 42.4 | 10.3861 | 20.3345 | 8.6578 |  | Peak: 42.4; Vars: 0.83359; RMS: 42.4; RMS: 0.42577
[57 empty] | 42.6 | 0.0107986736111111+46.0023495833334i | -0.0253489990871153i | 10.7986736111111 | -0.608375978090766i | 0.0107986736111111+45.9770005842463i | 10.2336085493252+2.40344727212873i | 10.2336085493252+1.79507129403796i | 0.0191834803010191+20.4304065205854i | 7.13346374876652+4.93198127049818i | 42.6 | 10.3899 | 20.4304 | 8.6724 |  | Peak: 42.6; Vars: 0.8347; RMS: 42.6; RMS: 0.42449
[57 empty] | 42.8 | 0.0107986736111111+46.2183230555556i | -0.025230545820353i | 10.7986736111111 | -0.605533099688473i | 0.0107986736111111+46.1930925097353i | 10.2386091219155+2.39337407778858i | 10.2386091219155+1.78784097810011i | 0.0191834803010191+20.5263239220905i | 7.15568271326043+4.92525266227742i | 42.8 | 10.3935 | 20.5263 | 8.6869 |  | Peak: 42.8; Vars: 0.8358; RMS: 42.8; RMS: 0.42321
[57 empty] | 43 | 0.0107986736111111+46.4342965277779i | -0.0251131944444444i | 10.7986736111111 | -0.602716666666666i | 0.0107986736111111+46.4091833333335i | 10.2435447734327+2.38337962509515i | 10.2435447734327+1.78066295842848i | 0.0191834803010191+20.6222413235956i | 7.17773621242207+4.91846544730414i | 43 | 10.3972 | 20.6223 | 8.7012 |  | Peak: 43; Vars: 0.83688; RMS: 43; RMS: 0.42193
[57 empty] | 43.2 | 0.0107986736111111+46.6502700000001i | -0.0249969296553498i | 10.7986736111111 | -0.599926311728394i | 0.0107986736111111+46.6252730703447i | 10.2484166021932+2.37346307237654i | 10.2484166021932+1.77353676064815i | 0.0191834803010191+20.7181587251007i | 7.19962537378748+4.91162126775763i | 43.2 | 10.4007 | 20.7182 | 8.7154 |  | Peak: 43.2; Vars: 0.83796; RMS: 43.2; RMS: 0.42067
[57 empty] | 43.4 | 0.0107986736111111+46.8662434722223i | -0.0248817364311316i | 10.7986736111111 | -0.597161674347157i | 0.0107986736111111+46.8413617357912i | 10.2532256838425+2.36362358829847i | 10.2532256838425+1.76646191395131i | 0.0191834803010191+20.8140761266058i | 7.22135132544716+4.90472173572244i | 43.4 | 10.4043 | 20.8141 | 8.7295 |  | Peak: 43.4; Vars: 0.83903; RMS: 43.4; RMS: 0.4194
[57 empty] | 43.6 | 0.0107986736111111+47.0822169444445i | -0.0247676000254842i | 10.7986736111111 | -0.59442240061162i | 0.0107986736111111+47.057449344419i | 10.2579730719013+2.35386035175154i | 10.2579730719013+1.75943795113992i | 0.0191834803010191+20.9099935281109i | 7.24291519571373+4.89776843364576i | 43.6 | 10.4078 | 20.91 | 8.7435 |  | Peak: 43.6; Vars: 0.84009; RMS: 43.6; RMS: 0.41815
[57 empty] | 43.8 | 0.0107986736111111+47.2981904166668i | -0.0246545059614409i | 10.7986736111111 | -0.59170814307458i | 0.0107986736111111+47.2735359107054i | 10.2626597982987+2.34417255173815i | 10.2626597982987+1.75246440866357i | 0.0191834803010191+21.005910929616i | 7.26431811280178+4.89076291479106i | 43.8 | 10.4112 | 21.0059 | 8.7573 |  | Peak: 43.8; Vars: 0.84114; RMS: 43.8; RMS: 0.4169
[57 empty] | 44 | 0.0107986736111111+47.514163888889i | -0.0245424400252525i | 10.7986736111111 | -0.58901856060606i | 0.0107986736111111+47.4896214488638i | 10.2672868738891+2.33455938725934i | 10.2672868738891+1.74554082665328i | 0.0191834803010191+21.1018283311211i | 7.28556120451914+4.88370670368699i | 44 | 10.4146 | 21.1018 | 8.771 |  | Peak: 44; Vars: 0.84218; RMS: 44; RMS: 0.41565
[57 empty] | 44.2 | 0.0107986736111111+47.7301373611112i | -0.0244313882604323i | 10.7986736111111 | -0.586353318250376i | 0.0107986736111111+47.7057059728508i | 10.2718552889561+2.32502006720142i | 10.2718552889561+1.73866674895104i | 0.0191834803010191+21.1977457326262i | 7.30664559796916+4.87660129657192i | 44.2 | 10.418 | 21.1978 | 8.7845 |  | Peak: 44.2; Vars: 0.84321; RMS: 44.2; RMS: 0.41441
|  | Info@VarStec.com | [29 empty] | 9 ¦ P a g e |  | Info@VarStec.com | [18 empty] | 10 ¦ P a g e |  |  |  | 44.4 | 0.0107986736111111+47.9461108333334i | -0.0243213369619619i | 10.7986736111111 | -0.583712087087086i | 0.0107986736111111+47.9217894963714i | 10.2763660137022+2.31555381022275i | 10.2763660137022+1.73184172313566i | 0.0191834803010191+21.2936631341313i | 7.32757241926425+4.86944816183415i | 44.4 | 10.4213 | 21.2937 | 8.798 |  | Peak: 44.4; Vars: 0.84423; RMS: 44.4; RMS: 0.41317
[57 empty] | 44.6 | 0.0107986736111111+48.1620843055557i | -0.0242122726706527i | 10.7986736111111 | -0.581094544095664i | 0.0107986736111111+48.137872032885i | 10.2808199987256+2.30615984464051i | 10.2808199987256+1.72506530054485i | 0.0191834803010191+21.3895805356364i | 7.34834279325006+4.86224874044774i | 44.6 | 10.4245 | 21.3896 | 8.8113 |  | Peak: 44.6; Vars: 0.84525; RMS: 44.6; RMS: 0.41194
[57 empty] | 44.8 | 0.0107986736111111+48.3780577777779i | -0.0241041821676587i | 10.7986736111111 | -0.578500372023808i | 0.0107986736111111+48.3539535956102i | 10.2852181754841+2.29683740831772i | 10.2852181754841+1.71833703629391i | 0.0191834803010191+21.4854979371415i | 7.36895784323978+4.85500444640325i | 44.8 | 10.4278 | 21.4855 | 8.8245 |  | Peak: 44.8; Vars: 0.84625; RMS: 44.8; RMS: 0.41072
[57 empty] | 45 | 0.0107986736111111+48.5940312500001i | -0.0239970524691358i | 10.7986736111111 | -0.575929259259258i | 0.0107986736111111+48.570034197531i | 10.2895614567462+2.28758574855054i | 10.2895614567462+1.71165648929128i | 0.0191834803010191+21.5814153386466i | 7.38941869075882+4.84771666713448i | 45 | 10.431 | 21.5814 | 8.8376 |  | Peak: 45; Vars: 0.84725; RMS: 45; RMS: 0.4095
[57 empty] | 45.2 | 0.0107986736111111+48.8100047222223i | -0.0238908708210422i | 10.7986736111111 | -0.573380899705014i | 0.0107986736111111+48.7861138514013i | 10.2938507370307+2.27840412195587i | 10.2938507370307+1.70502322225086i | 0.0191834803010191+21.6773327401517i | 7.40972645529903+4.84038676394008i | 45.2 | 10.4341 | 21.6773 | 8.8506 |  | Peak: 45.2; Vars: 0.84824; RMS: 45.2; RMS: 0.40829
[57 empty] | 45.4 | 0.0107986736111111+49.0259781944446i | -0.0237856246940773i | 10.7986736111111 | -0.570854992657855i | 0.0107986736111111+49.0021925697505i | 10.298086893034+2.26929179435937i | 10.298086893034+1.69843680170151i | 0.0191834803010191+21.7732501416568i | 7.42988225408276+4.83301607240066i | 45.4 | 10.4372 | 21.7733 | 8.8635 |  | Peak: 45.4; Vars: 0.84922; RMS: 45.4; RMS: 0.40708
| Harmonic Filter Design - C-HP ¦ Enter Customer PO # ¦ Stage 1 | [31 empty] | Harmonic Filter Design - C-HP ¦ Enter Customer PO # ¦ Stage 1 | [23 empty] | 45.6 | 0.0107986736111111+49.2419516666668i | -0.0236813017787524i | 10.7986736111111 | -0.568351242690057i | 0.0107986736111111+49.218270364888i | 10.3022707840463+2.26024804068398i | 10.3022707840463+1.69189679799392i | 0.0191834803010191+21.8691675431619i | 7.44988720183571+4.82560590279101i | 45.6 | 10.4403 | 21.8692 | 8.8762 |  | Peak: 45.6; Vars: 0.85019; RMS: 45.6; RMS: 0.40588
[57 empty] | 45.8 | 0.0107986736111111+49.457925138889i | -0.0235778899805919i | 10.7986736111111 | -0.565869359534205i | 0.0107986736111111+49.4343472489084i | 10.3064032523568+2.25127214483893i | 10.3064032523568+1.68540278530472i | 0.0191834803010191+21.965084944667i | 7.46974241056955+4.81815754048786i | 45.8 | 10.4433 | 21.9651 | 8.8889 |  | Peak: 45.8; Vars: 0.85115; RMS: 45.8; RMS: 0.40468
[57 empty] | 46 | 0.0107986736111111+49.6738986111112i | -0.0234753774154589i | 10.7986736111111 | -0.563409057971013i | 0.0107986736111111+49.6504232336957i | 10.3104851236481+2.24236339960941i | 10.3104851236481+1.6789543416384i | 0.0191834803010191+22.0610023461721i | 7.48944898937246+4.81067224637254i | 46 | 10.4463 | 22.061 | 8.9014 |  | Peak: 46; Vars: 0.85211; RMS: 46; RMS: 0.40349
[57 empty] | 46.2 | 0.0107986736111111+49.8898720833335i | -0.0233737524050024i | 10.7986736111111 | -0.560970057720056i | 0.0107986736111111+49.8664983309285i | 10.3145172073801+2.23352110654673i | 10.3145172073801+1.67255104882667i | 0.0191834803010191+22.1569197476772i | 7.50900804420897+4.80315125722897i | 46.2 | 10.4492 | 22.1569 | 8.9138 |  | Peak: 46.2; Vars: 0.85305; RMS: 46.2; RMS: 0.4023
[57 empty] | 46.4 | 0.0107986736111111+50.1058455555557i | -0.0232730034722222i | 10.7986736111111 | -0.558552083333332i | 0.0107986736111111+50.0825725520835i | 10.3185002971638+2.22474457585937i | 10.3185002971638+1.66619249252604i | 0.0191834803010191+22.2528371491823i | 7.52842067772727+4.79559578613678i | 46.4 | 10.4522 | 22.2528 | 8.9261 |  | Peak: 46.4; Vars: 0.85399; RMS: 46.4; RMS: 0.40112
[57 empty] | 46.6 | 0.0107986736111111+50.3218190277779i | -0.0231731193371483i | 10.7986736111111 | -0.556154864091558i | 0.0107986736111111+50.2986459084407i | 10.3224351711257+2.21603312630451i | 10.3224351711257+1.65987826221295i | 0.0191834803010191+22.3487545506874i | 7.54768798907537+4.78800702285968i | 46.6 | 10.455 | 22.3488 | 8.9383 |  | Peak: 46.6; Vars: 0.85492; RMS: 46.6; RMS: 0.39994
[57 empty] | 46.8 | 0.0107986736111111+50.5377925000001i | -0.0230740889126305i | 10.7986736111111 | -0.553778133903133i | 0.0107986736111111+50.5147184110875i | 10.3263225922619+2.20738608508054i | 10.3263225922619+1.65360795117741i | 0.0191834803010191+22.4446719521925i | 7.56681107372438+4.78038613422885i | 46.8 | 10.4579 | 22.4447 | 8.9503 |  | Peak: 46.8; Vars: 0.85585; RMS: 46.8; RMS: 0.39877
[57 empty] | 47 | 0.0107986736111111+50.7537659722224i | -0.0229759013002363i | 10.7986736111111 | -0.551421631205672i | 0.0107986736111111+50.7307900709222i | 10.3301633087838+2.19880278772022i | 10.3301633087838+1.64738115651455i | 0.0191834803010191+22.5405893536976i | 7.58579102329993+4.77273426452173i | 47 | 10.4607 | 22.5406 | 8.9623 |  | Peak: 47; Vars: 0.85676; RMS: 47; RMS: 0.39761
[57 empty] | 47.2 | 0.0107986736111111+50.9697394444446i | -0.0228785457862523i | 10.7986736111111 | -0.549085098870055i | 0.0107986736111111+50.9468608986583i | 10.3339580544543+2.1902825779848i | 10.3339580544543+1.64119747911474i | 0.0191834803010191+22.6365067552027i | 7.60462892542051+4.76505253583581i | 47.2 | 10.4635 | 22.6365 | 8.9742 |  | Peak: 47.2; Vars: 0.85767; RMS: 47.2; RMS: 0.39645
[57 empty] | 47.4 | 0.0107986736111111+51.1857129166668i | -0.0227820118377871i | 10.7986736111111 | -0.54676828410689i | 0.0107986736111111+51.162930904829i | 10.3377075489154+2.1818248077588i | 10.3377075489154+1.63505652365191i | 0.0191834803010191+22.7324241567078i | 7.6233258635432+4.75734204845742i | 47.4 | 10.4662 | 22.7324 | 8.986 |  | Peak: 47.4; Vars: 0.85857; RMS: 47.4; RMS: 0.39529
[57 empty] | 47.6 | 0.0107986736111111+51.401686388889i | -0.0226862890989729i | 10.7986736111111 | -0.544470938375349i | 0.0107986736111111+51.37900009979i | 10.3414124980074+2.17342883694594i | 10.3414124980074+1.62895789857059i | 0.0191834803010191+22.8283415582129i | 7.64188291681627+4.74960388122611i | 47.6 | 10.4689 | 22.8283 | 8.9976 |  | Peak: 47.6; Vars: 0.85946; RMS: 47.6; RMS: 0.39414
[57 empty] | 47.8 | 0.0107986736111111+51.6176598611113i | -0.0225913673872617i | 10.7986736111111 | -0.54219281729428i | 0.0107986736111111+51.595068493724i | 10.3450735940798+2.16509403336573i | 10.3450735940798+1.62290121607145i | 0.0191834803010191+22.924258959718i | 7.66030115993858+4.74183909189389i | 47.8 | 10.4716 | 22.9243 | 9.0092 |  | Peak: 47.8; Vars: 0.86034; RMS: 47.8; RMS: 0.393
[57 empty] | 48 | 0.0107986736111111+51.8336333333335i | -0.0224972366898148i | 10.7986736111111 | -0.539933680555554i | 0.0107986736111111+51.8111360966437i | 10.3486915162942+2.15681977265117i | 10.3486915162942+1.61688609209562i | 0.0191834803010191+23.0201763612231i | 7.67858166302526+4.73404871747966i | 48 | 10.4742 | 23.0202 | 9.0206 |  | Peak: 48; Vars: 0.86122; RMS: 48; RMS: 0.39186
[57 empty] | 48.2 | 0.0107986736111111+52.0496068055557i | -0.0224038871599815i | 10.7986736111111 | -0.537693291839556i | 0.0107986736111111+52.0272029183957i | 10.3522669309195+2.14860543814735i | 10.3522669309195+1.61091214630779i | 0.0191834803010191+23.1160937627282i | 7.69672549148001+4.72623377461902i | 48.2 | 10.4769 | 23.1161 | 9.032 |  | Peak: 48.2; Vars: 0.86209; RMS: 48.2; RMS: 0.39072
[57 empty] | 48.4 | 0.0107986736111111+52.2655802777779i | -0.0223113091138659i | 10.7986736111111 | -0.535471418732781i | 0.0107986736111111+52.243268968664i | 10.3558004916197+2.14045042081096i | 10.3558004916197+1.60497900207818i | 0.0191834803010191+23.2120111642333i | 7.71473370587345+4.7183952599093i | 48.4 | 10.4794 | 23.212 | 9.0432 |  | Peak: 48.4; Vars: 0.86295; RMS: 48.4; RMS: 0.38959
[57 empty] | 48.6 | 0.0107986736111111+52.4815537500002i | -0.0222194930269775i | 10.7986736111111 | -0.533267832647461i | 0.0107986736111111+52.4593342569732i | 10.3592928397343+2.13235411911085i | 10.3592928397343+1.59908628646339i | 0.0191834803010191+23.3079285657384i | 7.73260736182753+4.71053415024977i | 48.6 | 10.482 | 23.3079 | 9.0544 |  | Peak: 48.6; Vars: 0.86381; RMS: 48.6; RMS: 0.38847
[57 empty] | 48.8 | 0.0107986736111111+52.6975272222224i | -0.0221284295309653i | 10.7986736111111 | -0.531082308743168i | 0.0107986736111111+52.6753987926914i | 10.362744604551+2.12431593892964i | 10.362744604551+1.59323363018647i | 0.0191834803010191+23.4038459672435i | 7.75034750990523+4.70265140317687i | 48.8 | 10.4845 | 23.4039 | 9.0655 |  | Peak: 48.8; Vars: 0.86465; RMS: 48.8; RMS: 0.38735
[57 empty] | 49 | 0.0107986736111111+52.9135006944446i | -0.0220381094104308i | 10.7986736111111 | -0.528914625850339i | 0.0107986736111111+52.8914625850342i | 10.3661564035727+2.1163352934662i | 10.3661564035727+1.58742066761586i | 0.0191834803010191+23.4997633687486i | 7.76795519550658+4.69474795719538i | 49 | 10.487 | 23.4998 | 9.0764 |  | Peak: 49; Vars: 0.86549; RMS: 49; RMS: 0.38624
[57 empty] | 49.2 | 0.0107986736111111+53.1294741666669i | -0.0219485235998193i | 10.7986736111111 | -0.526764566395662i | 0.0107986736111111+53.1075256430671i | 10.3695288427764+2.10841160313929i | 10.3695288427764+1.58164703674363i | 0.0191834803010191+23.5956807702537i | 7.78543145876951+4.68682473210411i | 49.2 | 10.4895 | 23.5957 | 9.0873 |  | Peak: 49.2; Vars: 0.86633; RMS: 49.2; RMS: 0.38513
[57 empty] | 49.4 | 0.0107986736111111+53.3454476388891i | -0.0218596631803868i | 10.7986736111111 | -0.524631916329283i | 0.0107986736111111+53.3235879757087i | 10.3728625168671+2.10054429549216i | 10.3728625168671+1.57591237916288i | 0.0191834803010191+23.6915981717588i | 7.80277733447642+4.67888262931771i | 49.4 | 10.4919 | 23.6916 | 9.0981 |  | Peak: 49.4; Vars: 0.86715; RMS: 49.4; RMS: 0.38402
[57 empty] | 49.6 | 0.0107986736111111+53.5614211111113i | -0.0217715193772401i | 10.7986736111111 | -0.522516465053762i | 0.0107986736111111+53.5396495917341i | 10.3761580095236+2.09273280509819i | 10.3761580095236+1.57021634004443i | 0.0191834803010191+23.7875155732638i | 7.81999385196533+4.67092253218322i | 49.6 | 10.4943 | 23.7875 | 9.1088 |  | Peak: 49.6; Vars: 0.86797; RMS: 49.6; RMS: 0.38292
[57 empty] | 49.8 | 0.0107986736111111+53.7773945833335i | -0.0216840835564479i | 10.7986736111111 | -0.520418005354751i | 0.0107986736111111+53.7557104997771i | 10.3794158936396+2.08497657346763i | 10.3794158936396+1.56455856811288i | 0.0191834803010191+23.8834329747689i | 7.83708203504646+4.66294530629234i | 49.8 | 10.4967 | 23.8834 | 9.1194 |  | Peak: 49.8; Vars: 0.86879; RMS: 49.8; RMS: 0.38183
[57 empty] | 50 | 0.0107986736111111+53.9933680555558i | -0.0215973472222222i | 10.7986736111111 | -0.518336333333332i | 0.0107986736111111+53.9717707083336i | 10.3826367315584+2.07727504895534i | 10.3826367315584+1.55893871562201i | 0.0191834803010191+23.979350376274i | 7.85404290192335+4.65495179978941i | 50 | 10.499 | 23.9794 | 9.1299 |  | Peak: 50; Vars: 0.86959; RMS: 50; RMS: 0.38074
| Driving Point Impedance Scans | [31 empty] | The scan is used to: - Evaluate harmonic filter performance. - Estimate harmonic current division between the filter and source. - Identify resonant points in the system. - Determine whether resonance occurs near a harmonic where significant current is injected. When filter impedance is lower than source impedance, more harmonic current flows into the filter. When filter impedance is higher than source impedance, more current flows into the source. When the two impedances are approximately equal, the current divides roughly 50/50. A resonance below the filter tuning point should be reviewed carefully, especially if it coincides with a significant harmonic current source. In that case, the scan may indicate a potential problem condition. Overall, this impedance scan provides a simplified but practical representation of system behavior based on the supplied source short-circuit MVA and X/R ratio and filter characteristics for the project.
A driving point harmonic impedance scan as shown on page 12 and also on page 4 shows system impedance versus harmonic number or frequency. Impedance magnitude, in ohms, is plotted on the vertical axis, with harmonic number on the horizontal axis. The scan is used to evaluate how the system responds to harmonic current at different frequencies. This scan includes the filter impedance, source impedance, and total system impedance. For each harmonic, the impedance represents the voltage that would result from a 1-amp current injection at that point. Since impedance equals voltage divided by current, the voltage produced by a 1-amp injection is numerically equal to the impedance. The program uses the provided short-circuit level and X/R ratio to develop the source impedance curve, often used as a reference line. This provides a practical approximation of source behavior for harmonic analysis, especially where the transformer dominates the source impedance, typical for medium-voltage and industrial applications.
|  | Info@VarStec.com | [29 empty] | 11 ¦ P a g e |  | Info@VarStec.com | [18 empty] | 12 ¦ P a g e
VLN
JXL
-JXCA
R
-JXCM
𝑄_𝑒𝑓𝑓=𝑂𝑢𝑡𝑝𝑢𝑡 𝑀𝑉𝐴𝑅 𝑅𝑎𝑡𝑖𝑛𝑔 𝑜𝑓 𝐹𝑖𝑙𝑡𝑒𝑟=(𝐷𝑒𝑠𝑖𝑟𝑒𝑑 3 𝑃ℎ𝑎𝑠𝑒 𝑘𝑣𝑎𝑟)/1000 =1.0 𝑀𝑉𝐴𝑅
k
k𝑉_𝐿𝐿𝑆𝑌𝑆=𝐹𝑖𝑙𝑡𝑒𝑟 𝑁𝑜𝑚𝑖𝑛𝑎𝑙 𝐿𝑖𝑛𝑒−𝑡𝑜−𝐿𝑖𝑛𝑒 𝑉𝑜𝑙𝑡𝑎𝑔𝑒 𝑅𝑎𝑡𝑖𝑛𝑔 (𝐾𝑉)=13.8 𝑘𝑉
(ohms) =
𝑋_𝑒𝑓𝑓= 〖〖𝑘𝑉〗_𝐿𝐿𝑆𝑌𝑆〗^2/𝑄_𝑒𝑓𝑓 (ohms) = 𝑋_𝐶𝑀=〖13.8〗^2/(1.0 )=190.4 (𝑜ℎ𝑚𝑠)
=
𝑋_𝐿=𝑋_𝑒𝑓𝑓/(ℎ_𝑛^2−1) = 190.4/(〖4.7〗^2−1)=9.03 𝑜ℎ𝑚𝑠
=
𝑋_𝐶𝐴=𝑋_𝐿 = 9.03 𝑜ℎ𝑚𝑠
= 23.95 mH
𝐻(𝑖𝑛𝑑𝑢𝑐𝑡𝑎𝑛𝑐𝑒)=𝑋_𝐿/2𝜋𝑓×1000(𝑚𝐻)=9.03/(2𝜋 60)×1000(𝑚𝐻)= 23.95 mH
〖𝑄_(𝐶𝐴 𝑅𝐴𝑇𝐸𝐷 𝑃𝐸𝑅 𝑃𝐻𝐴𝑆𝐸 (𝑀𝑉𝐴𝑅)) =(𝑉_(𝐶𝐴𝑃 𝑅𝐴𝑇𝐼𝑁𝐺) )^2/𝑋_𝐶𝐴 =(0.6)^2/9.03=0.040 𝑀𝑉𝐴𝑅/𝑃ℎ𝑎𝑠𝑒〗_
〖𝑄_(𝐶𝑀 𝑅𝐴𝑇𝐸𝐷 𝑃𝐸𝑅 𝑃𝐻𝐴𝑆𝐸 (𝑀𝑉𝐴𝑅)) =(𝑉_(𝐶𝐴𝑃 𝑅𝐴𝑇𝐼𝑁𝐺) )^2/𝑋_𝐶𝑀 =(9.54)^2/190.4=0.478 𝑘𝑣𝑎𝑟/𝑃ℎ𝑎𝑠𝑒〗_
𝐼_(𝑅𝐴𝑇𝐸𝐷 𝐹𝑈𝑁𝐷𝐴𝑀𝐸𝑁𝑇𝐴𝐿)= 𝑄_𝑒𝑓𝑓/(1.73×〖𝑘𝑉〗_𝐿𝐿𝑆𝑌𝑆 )×1000=1.0/(1.73×13.8)×1000=41.88 𝑎𝑚𝑝𝑠
𝐼_(𝐹𝐼𝐿𝑇𝐸𝑅 𝑅𝑀𝑆 𝐶𝑈𝑅𝑅𝐸𝑁𝑇)=√(∑_(𝑛=1)^𝑛▒𝐼_𝑛^2 )
R
R=𝐷𝐹×𝑥_𝐿×ℎ (𝑜ℎ𝑚𝑠)
(f)
𝐶=1/(2𝜋𝑓𝑋_𝑐 ) (f)
𝐿=𝑋_𝐿/2𝜋𝑓 (𝐻)
This spreadsheet is used to support the design, tuning, and component selection associated with C-HP harmonic filters as engineered by VarStec Power Solutions. It provides a consistent methodology for determining all electrical parameters required for proper filter performance, including reactances, inductances, capacitor reactive power ratings and associated voltage ratings, harmonic currents, voltage stresses, and damping resistance. The summary below describes the calculation process applied throughout the tool. The tool assumes that harmonic simulations have been conducted and the harmonic current spectrum into the harmonic filter is known. These values are inserted in the blue highlighted fields of rows 24 and 25 on page 1. For additional information, engineering support, or custom filter designs, contact VarStec Power Solutions at info@varstec.com. The design process begins by establishing the fundamental kvar requirement of the harmonic filter, typically based on the kvar demand of the connected load or the kvar allocation assigned to each stage of a multi-stage harmonic filter system. This requirement is defined as and forms the foundation of all subsequent calculations. Using the system’s nominal line-to-line voltage , the spreadsheet determines the fundamental capacitive reactance of the main capacitor section, . For a C-HP filter, this value directly represents the main capacitor reactance, .
Tuning the filter to the specified harmonic order requires defining the reactances in the series tuning branch. The reactor’s inductive reactance at the fundamental frequency, , is computed using standard tuning relationships. In a classical C-HP topology, the auxiliary capacitor section is sized such that its capacitive reactance equals the inductive reactance of the tuning reactor, giving . This establishes a tuned L-C branch in parallel with the damping resistor (high-pass resistor) and eliminates fundamental-frequency losses in the high-pass resistor allowing for an efficient low damping factor high-pass harmonic filter. Once the tuning reactances are known, the corresponding reactor inductance is calculated directly from and the system frequency.
This spreadsheet is used to support the design, tuning, and component selection associated with C-HP harmonic filters as engineered by VarStec Power Solutions. It provides a consistent methodology for determining all electrical parameters required for proper filter performance, including reactances, inductances, capacitor reactive power ratings and associated voltage ratings, harmonic currents, voltage stresses, and damping resistance. The summary below describes the calculation process applied throughout the tool. The tool assumes that harmonic simulations have been conducted and the harmonic current spectrum into the harmonic filter is known. These values are inserted in the blue highlighted fields of rows 24 and 25 on page 1. For additional information, engineering support, or custom filter designs, contact VarStec Power Solutions at info@varstec.com. The design process begins by establishing the fundamental kvar requirement of the harmonic filter, typically based on the kvar demand of the connected load or the kvar allocation assigned to each stage of a multi-stage harmonic filter system. This requirement is defined as 𝑄_𝑒𝑓𝑓and forms the foundation of all subsequent calculations. Using the system’s nominal line-to-line voltage 𝑘𝑉_𝐿𝐿𝑆𝑌𝑆, the spreadsheet determines the fundamental capacitive reactance of the main capacitor section, 𝑋_𝑒𝑓𝑓. For a C-HP filter, this value directly represents the main capacitor reactance, 𝑋_𝐶𝑀=𝑋_𝑒𝑓𝑓.
Tuning the filter to the specified harmonic order ℎ requires defining the reactances in the series tuning branch. The reactor’s inductive reactance at the fundamental frequency, 𝑋_𝐿, is computed using standard tuning relationships. In a classical C-HP topology, the auxiliary capacitor section is sized such that its capacitive reactance equals the inductive reactance of the tuning reactor, giving 𝑋_(𝐶 𝐴𝑈𝑋)=𝑋_𝐿. This establishes a tuned L-C branch in parallel with the damping resistor (high-pass resistor) and eliminates fundamental-frequency losses in the high-pass resistor allowing for an efficient low damping factor high-pass harmonic filter. Once the tuning reactances are known, the corresponding reactor inductance 𝐿 is calculated directly from 𝑋_𝐿and the system frequency.
The harmonic filter design must ensure capacitor operating duties stay within IEEE/IEC-rated limits, including the allowable 10% continuous overvoltage. The spreadsheet checks four key parameters against their rated duty: % Rated Volts, % Crest Voltage, % Amps, % kVAR. If any value exceeds its limit, the cell turns red. In that case, increase the capacitor voltage rating. The objective is to meet the required duty without significantly exceeding the rating, which would increase cost.
Capacitor kvar ratings for both the main and auxiliary groups are then determined using their rated operating voltage. The spreadsheet next evaluates the high-pass damping resistor. Its ohmic value is derived from the specified damping factor (DF) of the C-HP filter (determined from harmonic simulations), linking the resistor to the tuning reactance at the harmonic frequency. With kvar and reactances established, the tool computes the fundamental filter current and applies injected harmonic current data to evaluate the resulting capacitor voltage stresses, current duty, and reactive power duty. These computed values are compared against industry-standard capacitor ratings to confirm suitability for the intended application.
The spreadsheet then resolves the fundamental and harmonic currents flowing in the reactor, auxiliary capacitor section, and high-pass resistor. This is performed using complex current-divider calculations to ensure accurate representation of harmonic behavior. The watt loss in the damping resistor is subsequently computed and verified against its thermal rating.
Taken together, these calculations define a complete, consistent, and repeatable VarStec methodology for the engineering of C-HP harmonic filters. The spreadsheet determines all critical design parameters, including reactances, inductance, kvar requirements, current loading, voltage stress, and damping characteristics, using standardized electrical notation to provide traceability, transparency, and field-proven reliability.

## Notch Reverse Calculator
VarStec Power Solutions, Inc.
PO Box 942
Saratoga Springs, NY 12866
518.369.7589
Notch Filter Reverse Filter Calculator Tool
July 18, 2026
📜 PURPOSE OF REVERSE CALCULATORS
VarStec uses the Notch Filter reverse filter calculator tool to back into filter designs when only inductance (L) and capacitance (C) are specified. A reverse calculator provides the more usual filter rating details to allow for a complete filter design where reactive power (kvar), tuning point (h), and system voltage (kVLLSYS) are specified.
📜 REVERSE CALCULATOR
HP Filter Reverse Calculation Using C and L
|  |  | C (Capacitance - Main Group): | 98.26 | (µf)/Phase)
|  | HL (Inductance of tuning reactor): |  | 2.86 | mH
|  |  | kVLLsys (System Line-to-Line Voltage Rating): | 12.47 | kV
|  | f (System Frequency): |  | 60 | Hz
|  |  | XL (Inductive Reactance): | 1.0782 | Ohms
|  |  | XC (capacitive Reactance, Main Group): | 26.9963 | Ohms/phase
|  |  | h (Tuning Point): | 5.0039
|  |  | Qeff(3-Phase Reactive Power Output of Filter): | 5.9997 | MVAR (3-phase)
Notch Filter One-Line
Disclaimer and Use Limitation
This spreadsheet is provided for preliminary engineering evaluation only. The calculations are based on simplified, steady-state models and user-supplied input data and are intended to support initial screening, comparative analysis, and conceptual design. It is intended for use only by qualified technical professionals and should not be used as a substitute for detailed engineering studies, manufacturer-validated analyses, or final design verification. VarStec Power Solutions, LLC makes no representations or warranties, express or implied, and assumes no responsibility or liability for decisions or actions taken based on use of this tool.
| Info@VarStec.com | [6 empty] | Rev Date: 12-26-2025

## High-Pass Reverse Calculator
VarStec Power Solutions, Inc.
PO Box 942
Saratoga Springs, NY 12866
518.369.7589
High-Pass (HP) Reverse Filter Calculator Tool
July 18, 2026
📜 PURPOSE OF REVERSE CALCULATORS
VarStec uses the High-Pass reverse filter calculator tool to back into filter designs when only inductance (L) and capacitance (C) are specified. A reverse calculator provides the more usual filter rating details to allow for a complete filter design where reactive power (kvar), tuning point (h), and system voltage (kVLLSYS) are specified.
📜 REVERSE CALCULATOR
HP Filter Reverse Calculation Using C and L
|  |  | C (Capacitance - Main Group): | 98.26 | (µf)/Phase)
|  | HL (Inductance of tuning reactor): |  | 2.86 | mH
|  |  | R (High-Pass Resistor Resistance): | 16.2 | Ohms
|  |  | kVLLsys (System Line-to-Line Voltage Rating): | 12.47 | kV
|  | f (System Frequency): |  | 60 | Hz
|  |  | XL (Inductive Reactance): | 1.0782 | Ohms
|  |  | XC (capacitive Reactance, Main Group): | 26.9963 | Ohms/phase
|  |  | h (Tuning Point): | 5.0039
|  |  | DF (Damping Factor): | 3.0028
|  |  | Qeff(3-Phase Reactive Power Output of Filter): | 5.9997 | MVAR (3-phase)
High-Pass Filter One-Line
Disclaimer and Use Limitation
This spreadsheet is provided for preliminary engineering evaluation only. The calculations are based on simplified, steady-state models and user-supplied input data and are intended to support initial screening, comparative analysis, and conceptual design. It is intended for use only by qualified technical professionals and should not be used as a substitute for detailed engineering studies, manufacturer-validated analyses, or final design verification. VarStec Power Solutions, LLC makes no representations or warranties, express or implied, and assumes no responsibility or liability for decisions or actions taken based on use of this tool.
| Info@VarStec.com | [6 empty] | Rev Date: 12-26-2025

## C-High-Pass Reverse Calculator
VarStec Power Solutions, Inc.
PO Box 942
Saratoga Springs, NY 12866
518.369.7589
C-High-Pass (C-HP) Reverse Filter Calculator Tool
July 18, 2026
📜 PURPOSE OF REVERSE CALCULATORS
VarStec uses the C-High-Pass reverse filter calculator tool to back into filter designs when only inductance (L) and capacitances (CAUX and CMAIN) are specified. A reverse calculator provides the more usual filter rating details to allow for a complete filter design where reactive power (kvar), tuning point (h), and system voltage (kVLLSYS) are specified.
📜 REVERSE CALCULATOR
C-HP Filter Reverse Calculation Using CAUX, CMAIN, and L
|  |  | CMAIN (Capacitance - Main Group): | 85.29 | (µf)/Phase)
|  |  | CAUX (Capacitance - Auxiliary Group): | 2047.06 | (µf)/Phase)
|  |  | R (High-Pass Resistor Resistance): | 19.44 | Ohms
|  | HL (Inductance of tuning reactor): |  | 3.44 | mH
|  |  | kVLLsys (System Line-to-Line Voltage Rating): | 12.47 | kV
|  | f (System Frequency): |  | 60 | Hz
|  |  | XL (Inductive Reactance): | 1.2968 | Ohms
|  |  | XC-MAIN (capacitive Reactance, Main Group): | 31.1017 | Ohms/phase
|  |  | XC-AUX (Capacitive Reactance, Aux Group): | 1.2958 | Ohms/phase
|  |  | h (Tuning Point): | 4.9982
|  |  | DF (Damping Factor): | 2.9992
|  |  | Qeff(3-Phase Reactive Power Output of Filter): | 4.9999 | MVAR (3-phase)
C-High-Pass Filter One-Line
Disclaimer and Use Limitation
This spreadsheet is provided for preliminary engineering evaluation only. The calculations are based on simplified, steady-state models and user-supplied input data and are intended to support initial screening, comparative analysis, and conceptual design. It is intended for use only by qualified technical professionals and should not be used as a substitute for detailed engineering studies, manufacturer-validated analyses, or final design verification. VarStec Power Solutions, LLC makes no representations or warranties, express or implied, and assumes no responsibility or liability for decisions or actions taken based on use of this tool.
| Info@VarStec.com | [6 empty] | Rev Date: 12-26-2025